{"text_format":"1","workbook":"xlsx","n_sheets":5,"sheets":["Calculator","Sheet2","Worksheet","Data Sheet_b","Data Sheet 1"],"not_rendered":{"charts":0,"images":0,"macros":1,"external_links":0,"defined_names":0,"comments":0,"pivot_tables":0},"unopened":[],"bounds":{"document_bytes":16777216,"sheet_cells":100000,"rows_first":2000,"rows_last":500,"rows_between":2000,"halvings":0,"cell_chars":16384,"cell_head_chars":4096},"cells_cut":0,"cells_raw":0,"read":"whole","date_system":"1900"}

{"sheet":"Calculator","index":0,"n_rows":14,"n_cols":2,"rows_kept":14,"cut":false,"hidden":false,"merged":[[1,1,1,11],[9,1,11,11],[13,1,13,11]]}
[]
[null,"This is a calculator to help you calculate the Flow Rate and Steam Consumption\n per hour with SuperKlean 8000 Series Steam & Cold Water Mixing Unit.\nPlease use the left button if you are using Imperial/British Unit.\nPlease use the right buttion if you are using Metric Unit."]
[]
[]
[]
[]
[]
[]
[]
[null,"Trouble running the calculator? Follow the instructions in this Microsoft Support article. Please make sure to close and reopen this file after completing the steps listed under \"Unblock a single file\""]
[]
[]
[]
[null,"The Flow Rate and Steam Consumption Calculator is only available on the desktop version of Microsoft Excel"]

{"sheet":"Sheet2","index":1,"n_rows":9,"n_cols":6,"rows_kept":9,"cut":false,"hidden":true,"merged":[[0,0,0,1],[0,4,0,5],[6,0,6,1],[6,4,6,5],[1,0,1,1],[1,4,1,5]]}
["Imperial Unit",null,null,null,"Metric Unit"]
["Input Data",null,null,null,"Input Data"]
["Cold Water Temp (°F)",40,null,null,"Cold Water Temp (°C)",10]
["Required Hot Water Temp (°F)",160,null,null,"Required Hot Water Temp (°C)",80]
["Cold Water Pressure (psi)",50,null,null,"Cold Water Pressure (bar)",5]
["Steam Pressure (psi)",70,null,null,"Steam Pressure (bar)",6]
["Result",null,null,null,"Result"]
["Hot Water Flow Rate (gal/min)",{"$f":"Worksheet!B8","v":7.2222222222222285},null,null,"Hot Water Flow Rate (l/min)",{"$f":"Worksheet!G8*Worksheet!G4","v":30.467142771428577}]
["Steam Consumption (pound/h)",{"$f":"(B8*60*Worksheet!G4*2.2*4.19*Worksheet!B1/1.8)/Worksheet!B3","v":480.96105299765202},null,null,"Steam Consumption (kg/h)",{"$f":"(F8*60*4.19*Worksheet!G1)/Worksheet!G3","v":259.65208264320171}]

{"sheet":"Worksheet","index":2,"n_rows":15,"n_cols":9,"rows_kept":15,"cut":false,"hidden":true,"merged":[]}
["Temperature Rise °F",{"$f":"Sheet2!B4-Sheet2!B3","v":120},null,null,null,"Temperature Rise °C",{"$f":"Sheet2!F4-Sheet2!F3","v":70}]
[null,null,null,null,null,"Temperature Rise °F",{"$f":"G1*1.8","v":126}]
["Steam Property",{"$f":"LOOKUP((ROUND(Sheet2!B6/Worksheet!B4,1))+1, 'Data Sheet 1'!A4:A70,'Data Sheet 1'!I4:I70)","v":2095.9},null,null,null,"Steam Property",{"$f":"LOOKUP(ROUND(Sheet2!F6,1)+1, 'Data Sheet 1'!A4:A70,'Data Sheet 1'!I4:I70)","v":2064.92}]
["Bar/psi constant",{"$f":"14.5038","v":14.5038},null,null,null,"Gallon/liter constant",3.7854100000000002]
[]
[null,"Cold psi","Steam psi","Termperature Rise °F",null,null,"Cold bar","Steam bar","Termperature Rise °F"]
[null,{"$f":"Sheet2!B5","v":50},{"$f":"Sheet2!B6","v":70},{"$f":"Worksheet!B1","v":120},null,null,{"$f":"Sheet2!F5","v":5},{"$f":"Sheet2!F6","v":6},{"$f":"G2","v":126}]
["Flow Rate",{"$f":"IF(OR(B1=55,AND(B1>55,B1<100)),B13-((B13-B14)*(B1-55)/(100-55)),IF(OR(B1=100,AND(B1>100,B1<135),B1=135),B14-((B14-B15)*(B1-100)/(135-100)),IF(OR(B1=0,AND(B1>0,B1<55)),B12-((B12-B13)*(B1-0)/(55-0)))))","v":7.2222222222222285},null,null,null,"Flow Rate",{"$f":"IF(OR(G2=55,AND(G2>55,G2<100)),G13-((G13-G14)*(G2-55)/(100-55)),IF(OR(G2=100,AND(G2>100,G2<135),G2=135),G14-((G14-G15)*(G2-100)/(135-100)),IF(OR(G2=0,AND(G2>0,G2<55)),G12-((G12-G13)*(G2-0)/(55-0)))))","v":8.0485714285714298}]
[]
[]
[null,"Flow Rate",null,null,null,null,"Flow Rate"]
["TR 0",{"$f":"LOOKUP(1,0/(('Data Sheet_b'!A2:A19505=ROUND(B7,0))*('Data Sheet_b'!B2:B19505=ROUND(C7,0))*('Data Sheet_b'!C2:C19505=0)),'Data Sheet_b'!D2:D19505)","v":13.399999999999999},null,null,null,"TR 0",{"$f":"LOOKUP(1,0/(('Data Sheet_b'!F2:F8805=ROUND(G7,1))*('Data Sheet_b'!G2:G8805=ROUND(H7,1))*('Data Sheet_b'!H2:H8805=0)),'Data Sheet_b'!I2:I8805)","v":13.8}]
["TR 55",{"$f":"LOOKUP(1,0/(('Data Sheet_b'!A2:A19505=ROUND(B7,0))*('Data Sheet_b'!B2:B19505=ROUND(C7,0))*('Data Sheet_b'!C2:C19505=55)),'Data Sheet_b'!D2:D19505)","v":11.705555555555547},null,null,null,"TR 55",{"$f":"LOOKUP(1,0/(('Data Sheet_b'!F2:F8805=ROUND(G7,1))*('Data Sheet_b'!G2:G8805=ROUND(H7,1))*('Data Sheet_b'!H2:H8805=55)),'Data Sheet_b'!I2:I8805)","v":13.250000000000007}]
["TR 100",{"$f":"LOOKUP(1,0/(('Data Sheet_b'!A2:A19505=ROUND(B7,0))*('Data Sheet_b'!B2:B19505=ROUND(C7,0))*('Data Sheet_b'!C2:C19505=100)),'Data Sheet_b'!D2:D19505)","v":7.9333333333333398},null,null,null,"TR 100",{"$f":"LOOKUP(1,0/(('Data Sheet_b'!F2:F8805=ROUND(G7,1))*('Data Sheet_b'!G2:G8805=ROUND(H7,1))*('Data Sheet_b'!H2:H8805=100)),'Data Sheet_b'!I2:I8805)","v":9.1999999999999993}]
["TR 135",{"$f":"LOOKUP(1,0/(('Data Sheet_b'!A2:A19505=ROUND(B7,0))*('Data Sheet_b'!B2:B19505=ROUND(C7,0))*('Data Sheet_b'!C2:C19505=135)),'Data Sheet_b'!D2:D19505)","v":6.6888888888888953},null,null,null,"TR 135",{"$f":"LOOKUP(1,0/(('Data Sheet_b'!F2:F8805=ROUND(G7,1))*('Data Sheet_b'!G2:G8805=ROUND(H7,1))*('Data Sheet_b'!H2:H8805=135)),'Data Sheet_b'!I2:I8805)","v":7.6500000000000012}]

{"sheet":"Data Sheet_b","index":3,"n_rows":19505,"n_cols":9,"rows_kept":4500,"cut":true,"hidden":true,"merged":[],"bounds":{"rows_first":2000,"rows_last":500,"rows_between":2000,"halvings":0}}
["Cold","Steam","TR","Flow",null,"Cold","Steam","TR","Flow"]
[30,45,0,13.1,null,2,3,55,10]
[30,46,0,13.1,null,2,3.1,55,10.09]
[30,47,0,13.1,null,2,3.2,55,10.18]
[30,48,0,13.1,null,2,3.3,55,10.27]
[30,49,0,13.1,null,2,3.4,55,10.36]
[30,50,0,13.1,null,2,3.5,55,10.45]
[30,51,0,13.1,null,2,3.6,55,10.54]
[30,52,0,13.1,null,2,3.7,55,10.629999999999999]
[30,53,0,13.1,null,2,3.8,55,10.719999999999999]
[30,54,0,13.1,null,2,3.9,55,10.809999999999999]
[30,55,0,13.1,null,2,4,55,10.899999999999999]
[30,56,0,13.1,null,2,4.0999999999999996,55,10.989999999999998]
[30,57,0,13.1,null,2,4.2,55,11.079999999999998]
[30,58,0,13.1,null,2,4.3,55,11.169999999999998]
[30,59,0,13.1,null,2,4.4000000000000004,55,11.259999999999998]
[30,60,0,13.1,null,2,4.5,55,11.349999999999998]
[30,61,0,13.1,null,2,4.5999999999999996,55,11.439999999999998]
[30,62,0,13.1,null,2,4.7,55,11.529999999999998]
[30,63,0,13.1,null,2,4.8,55,11.619999999999997]
[30,64,0,13.1,null,2,4.9000000000000004,55,11.709999999999997]
[30,65,0,13.1,null,2,5,55,11.8]
[30,66,0,13.1,null,2,5.0999999999999996,55,11.860000000000001]
[30,67,0,13.1,null,2,5.2,55,11.920000000000002]
[30,68,0,13.1,null,2,5.3,55,11.980000000000002]
[30,69,0,13.1,null,2,5.4,55,12.040000000000003]
[30,70,0,13.1,null,2,5.5,55,12.100000000000003]
[30,71,0,13.1,null,2,5.6,55,12.160000000000004]
[30,72,0,13.1,null,2,5.7,55,12.220000000000004]
[30,73,0,13.1,null,2,5.8,55,12.280000000000005]
[30,74,0,13.1,null,2,5.9,55,12.340000000000005]
[30,75,0,13.1,null,2,6,55,12.400000000000006]
[30,76,0,13.1,null,2,6.1,55,12.460000000000006]
[30,77,0,13.1,null,2,6.2,55,12.520000000000007]
[30,78,0,13.1,null,2,6.3,55,12.580000000000007]
[30,79,0,13.1,null,2,6.4,55,12.640000000000008]
[30,80,0,13.1,null,2,6.5,55,12.700000000000008]
[30,81,0,13.1,null,2,6.6,55,12.760000000000009]
[30,82,0,13.1,null,2,6.7,55,12.820000000000009]
[30,83,0,13.1,null,2,6.8,55,12.88000000000001]
[30,84,0,13.1,null,2,6.9,55,12.94000000000001]
[30,85,0,13.1,null,2,7,55,13]
[30,86,0,13.1,null,2,7.1,55,13.055]
[30,87,0,13.1,null,2,7.2,55,13.11]
[30,88,0,13.1,null,2,7.3,55,13.164999999999999]
[30,89,0,13.1,null,2,7.4,55,13.219999999999999]
[30,90,0,13.1,null,2,7.5,55,13.274999999999999]
[30,91,0,13.1,null,2,7.6,55,13.329999999999998]
[30,92,0,13.1,null,2,7.7,55,13.384999999999998]
[30,93,0,13.1,null,2,7.8,55,13.439999999999998]
[30,94,0,13.1,null,2,7.9,55,13.494999999999997]
[30,95,0,13.1,null,2,8,55,13.549999999999997]
[30,96,0,13.1,null,2,8.1,55,13.604999999999997]
[30,97,0,13.1,null,2,8.1999999999999993,55,13.659999999999997]
[30,98,0,13.1,null,2,8.3000000000000007,55,13.714999999999996]
[30,99,0,13.1,null,2,8.4,55,13.769999999999996]
[30,100,0,13.1,null,2,8.5000000000000107,55,13.824999999999996]
[30,101,0,13.1,null,2,8.6,55,13.879999999999995]
[30,102,0,13.1,null,2,8.6999999999999993,55,13.934999999999995]
[30,103,0,13.1,null,2,8.8000000000000096,55,13.989999999999995]
[30,104,0,13.1,null,2,8.9000000000000092,55,14.044999999999995]
[30,105,0,13.1,null,2,9.0000000000000107,55,14.1]
[30,106,0,13.1,null,2,9.1,55,14.209999999999999]
[30,107,0,13.1,null,2,9.2000000000000099,55,14.319999999999999]
[30,108,0,13.1,null,2,9.3000000000000096,55,14.429999999999998]
[30,109,0,13.1,null,2,9.4000000000000092,55,14.539999999999997]
[30,110,0,13.1,null,2,9.5000000000000107,55,14.649999999999997]
[30,111,0,13.1,null,2,9.6000000000000103,55,14.759999999999996]
[30,112,0,13.1,null,2,9.7000000000000099,55,14.869999999999996]
[30,113,0,13.1,null,2,9.8000000000000096,55,14.979999999999995]
[30,114,0,13.1,null,2,9.9000000000000092,55,15.089999999999995]
[30,115,0,13.1,null,2,10,55,15.2]
[30,116,0,13.1,null,2.1,3,55,10]
[30,117,0,13.1,null,2.1,3.1,55,10.090999999999999]
[30,118,0,13.1,null,2.1,3.2,55,10.181999999999999]
[30,119,0,13.1,null,2.1,3.3,55,10.272999999999998]
[30,120,0,13.1,null,2.1,3.4,55,10.363999999999997]
[30,121,0,13.1,null,2.1,3.5,55,10.454999999999997]
[30,122,0,13.1,null,2.1,3.6,55,10.545999999999996]
[30,123,0,13.1,null,2.1,3.7,55,10.636999999999995]
[30,124,0,13.1,null,2.1,3.8,55,10.727999999999994]
[30,125,0,13.1,null,2.1,3.9,55,10.818999999999994]
[30,126,0,13.1,null,2.1,4,55,10.909999999999993]
[30,127,0,13.1,null,2.1,4.0999999999999996,55,11.000999999999992]
[30,128,0,13.1,null,2.1,4.2,55,11.091999999999992]
[30,129,0,13.1,null,2.1,4.3,55,11.182999999999991]
[30,130,0,13.1,null,2.1,4.4000000000000004,55,11.27399999999999]
[30,131,0,13.1,null,2.1,4.5,55,11.36499999999999]
[30,132,0,13.1,null,2.1,4.5999999999999996,55,11.455999999999989]
[30,133,0,13.1,null,2.1,4.7,55,11.546999999999988]
[30,134,0,13.1,null,2.1,4.8,55,11.637999999999987]
[30,135,0,13.1,null,2.1,4.9000000000000004,55,11.728999999999987]
[30,136,0,13.1,null,2.1,5,55,11.82]
[30,137,0,13.1,null,2.1,5.0999999999999996,55,11.88]
[30,138,0,13.1,null,2.1,5.2,55,11.940000000000001]
[30,139,0,13.1,null,2.1,5.3,55,12.000000000000002]
[30,140,0,13.1,null,2.1,5.4,55,12.060000000000002]
[30,141,0,13.1,null,2.1,5.5,55,12.120000000000003]
[30,142,0,13.1,null,2.1,5.6,55,12.180000000000003]
[30,143,0,13.1,null,2.1,5.7,55,12.240000000000004]
[30,144,0,13.1,null,2.1,5.8,55,12.300000000000004]
[30,145,0,13.1,null,2.1,5.9,55,12.360000000000005]
[30,146,0,13.1,null,2.1,6,55,12.420000000000005]
[30,147,0,13.1,null,2.1,6.1,55,12.480000000000006]
[30,148,0,13.1,null,2.1,6.2,55,12.540000000000006]
[30,149,0,13.1,null,2.1,6.3,55,12.600000000000007]
[30,150,0,13.1,null,2.1,6.4,55,12.660000000000007]
[31,45,0,13.113333333333333,null,2.1,6.5,55,12.720000000000008]
[31,46,0,13.113333333333333,null,2.1,6.6,55,12.780000000000008]
[31,47,0,13.113333333333333,null,2.1,6.7,55,12.840000000000009]
[31,48,0,13.113333333333333,null,2.1,6.8,55,12.900000000000009]
[31,49,0,13.113333333333333,null,2.1,6.9,55,12.96000000000001]
[31,50,0,13.113333333333333,null,2.1,7,55,13.02]
[31,51,0,13.113333333333333,null,2.1,7.1,55,13.0745]
[31,52,0,13.113333333333333,null,2.1,7.2,55,13.129000000000001]
[31,53,0,13.113333333333333,null,2.1,7.3,55,13.183500000000002]
[31,54,0,13.113333333333333,null,2.1,7.4,55,13.238000000000003]
[31,55,0,13.113333333333333,null,2.1,7.5,55,13.292500000000004]
[31,56,0,13.113333333333333,null,2.1,7.6,55,13.347000000000005]
[31,57,0,13.113333333333333,null,2.1,7.7,55,13.401500000000006]
[31,58,0,13.113333333333333,null,2.1,7.8,55,13.456000000000007]
[31,59,0,13.113333333333333,null,2.1,7.9,55,13.510500000000008]
[31,60,0,13.113333333333333,null,2.1,8,55,13.565000000000008]
[31,61,0,13.113333333333333,null,2.1,8.1,55,13.619500000000009]
[31,62,0,13.113333333333333,null,2.1,8.1999999999999993,55,13.67400000000001]
[31,63,0,13.113333333333333,null,2.1,8.3000000000000007,55,13.728500000000011]
[31,64,0,13.113333333333333,null,2.1,8.4,55,13.783000000000012]
[31,65,0,13.113333333333333,null,2.1,8.5000000000000107,55,13.837500000000013]
[31,66,0,13.113333333333333,null,2.1,8.6,55,13.892000000000014]
[31,67,0,13.113333333333333,null,2.1,8.6999999999999993,55,13.946500000000015]
[31,68,0,13.113333333333333,null,2.1,8.8000000000000096,55,14.001000000000015]
[31,69,0,13.113333333333333,null,2.1,8.9000000000000092,55,14.055500000000016]
[31,70,0,13.113333333333333,null,2.1,9.0000000000000107,55,14.11]
[31,71,0,13.113333333333333,null,2.1,9.1,55,14.219999999999999]
[31,72,0,13.113333333333333,null,2.1,9.2000000000000099,55,14.329999999999998]
[31,73,0,13.113333333333333,null,2.1,9.3000000000000096,55,14.439999999999998]
[31,74,0,13.113333333333333,null,2.1,9.4000000000000092,55,14.549999999999997]
[31,75,0,13.113333333333333,null,2.1,9.5000000000000107,55,14.659999999999997]
[31,76,0,13.113333333333333,null,2.1,9.6000000000000103,55,14.769999999999996]
[31,77,0,13.113333333333333,null,2.1,9.7000000000000099,55,14.879999999999995]
[31,78,0,13.113333333333333,null,2.1,9.8000000000000096,55,14.989999999999995]
[31,79,0,13.113333333333333,null,2.1,9.9000000000000092,55,15.099999999999994]
[31,80,0,13.113333333333333,null,2.1,10,55,15.209999999999999]
[31,81,0,13.113333333333333,null,2.2000000000000002,3,55,10]
[31,82,0,13.113333333333333,null,2.2000000000000002,3.1,55,10.092000000000001]
[31,83,0,13.113333333333333,null,2.2000000000000002,3.2,55,10.184000000000001]
[31,84,0,13.113333333333333,null,2.2000000000000002,3.3,55,10.276000000000002]
[31,85,0,13.113333333333333,null,2.2000000000000002,3.4,55,10.368000000000002]
[31,86,0,13.113333333333333,null,2.2000000000000002,3.5,55,10.460000000000003]
[31,87,0,13.113333333333333,null,2.2000000000000002,3.6,55,10.552000000000003]
[31,88,0,13.113333333333333,null,2.2000000000000002,3.7,55,10.644000000000004]
[31,89,0,13.113333333333333,null,2.2000000000000002,3.8,55,10.736000000000004]
[31,90,0,13.113333333333333,null,2.2000000000000002,3.9,55,10.828000000000005]
[31,91,0,13.113333333333333,null,2.2000000000000002,4,55,10.920000000000005]
[31,92,0,13.113333333333333,null,2.2000000000000002,4.0999999999999996,55,11.012000000000006]
[31,93,0,13.113333333333333,null,2.2000000000000002,4.2,55,11.104000000000006]
[31,94,0,13.113333333333333,null,2.2000000000000002,4.3,55,11.196000000000007]
[31,95,0,13.113333333333333,null,2.2000000000000002,4.4000000000000004,55,11.288000000000007]
[31,96,0,13.113333333333333,null,2.2000000000000002,4.5,55,11.380000000000008]
[31,97,0,13.113333333333333,null,2.2000000000000002,4.5999999999999996,55,11.472000000000008]
[31,98,0,13.113333333333333,null,2.2000000000000002,4.7,55,11.564000000000009]
[31,99,0,13.113333333333333,null,2.2000000000000002,4.8,55,11.656000000000009]
[31,100,0,13.113333333333333,null,2.2000000000000002,4.9000000000000004,55,11.74800000000001]
[31,101,0,13.113333333333333,null,2.2000000000000002,5,55,11.84]
[31,102,0,13.113333333333333,null,2.2000000000000002,5.0999999999999996,55,11.9]
[31,103,0,13.113333333333333,null,2.2000000000000002,5.2,55,11.96]
[31,104,0,13.113333333333333,null,2.2000000000000002,5.3,55,12.020000000000001]
[31,105,0,13.113333333333333,null,2.2000000000000002,5.4,55,12.080000000000002]
[31,106,0,13.113333333333333,null,2.2000000000000002,5.5,55,12.140000000000002]
[31,107,0,13.113333333333333,null,2.2000000000000002,5.6,55,12.200000000000003]
[31,108,0,13.113333333333333,null,2.2000000000000002,5.7,55,12.260000000000003]
[31,109,0,13.113333333333333,null,2.2000000000000002,5.8,55,12.320000000000004]
[31,110,0,13.113333333333333,null,2.2000000000000002,5.9,55,12.380000000000004]
[31,111,0,13.113333333333333,null,2.2000000000000002,6,55,12.440000000000005]
[31,112,0,13.113333333333333,null,2.2000000000000002,6.1,55,12.500000000000005]
[31,113,0,13.113333333333333,null,2.2000000000000002,6.2,55,12.560000000000006]
[31,114,0,13.113333333333333,null,2.2000000000000002,6.3,55,12.620000000000006]
[31,115,0,13.113333333333333,null,2.2000000000000002,6.4,55,12.680000000000007]
[31,116,0,13.113333333333333,null,2.2000000000000002,6.5,55,12.740000000000007]
[31,117,0,13.113333333333333,null,2.2000000000000002,6.6,55,12.800000000000008]
[31,118,0,13.113333333333333,null,2.2000000000000002,6.7,55,12.860000000000008]
[31,119,0,13.113333333333333,null,2.2000000000000002,6.8,55,12.920000000000009]
[31,120,0,13.113333333333333,null,2.2000000000000002,6.9,55,12.980000000000009]
[31,121,0,13.113333333333333,null,2.2000000000000002,7,55,13.04]
[31,122,0,13.113333333333333,null,2.2000000000000002,7.1,55,13.093999999999999]
[31,123,0,13.113333333333333,null,2.2000000000000002,7.2,55,13.148]
[31,124,0,13.113333333333333,null,2.2000000000000002,7.3,55,13.202]
[31,125,0,13.113333333333333,null,2.2000000000000002,7.4,55,13.256]
[31,126,0,13.113333333333333,null,2.2000000000000002,7.5,55,13.31]
[31,127,0,13.113333333333333,null,2.2000000000000002,7.6,55,13.364000000000001]
[31,128,0,13.113333333333333,null,2.2000000000000002,7.7,55,13.418000000000001]
[31,129,0,13.113333333333333,null,2.2000000000000002,7.8,55,13.472000000000001]
[31,130,0,13.113333333333333,null,2.2000000000000002,7.9,55,13.526000000000002]
[31,131,0,13.113333333333333,null,2.2000000000000002,8,55,13.580000000000002]
[31,132,0,13.113333333333333,null,2.2000000000000002,8.1,55,13.634000000000002]
[31,133,0,13.113333333333333,null,2.2000000000000002,8.1999999999999993,55,13.688000000000002]
[31,134,0,13.113333333333333,null,2.2000000000000002,8.3000000000000007,55,13.742000000000003]
[31,135,0,13.113333333333333,null,2.2000000000000002,8.4,55,13.796000000000003]
[31,136,0,13.113333333333333,null,2.2000000000000002,8.5000000000000107,55,13.850000000000003]
[31,137,0,13.113333333333333,null,2.2000000000000002,8.6,55,13.904000000000003]
[31,138,0,13.113333333333333,null,2.2000000000000002,8.6999999999999993,55,13.958000000000004]
[31,139,0,13.113333333333333,null,2.2000000000000002,8.8000000000000096,55,14.012000000000004]
[31,140,0,13.113333333333333,null,2.2000000000000002,8.9000000000000092,55,14.066000000000004]
[31,141,0,13.113333333333333,null,2.2000000000000002,9.0000000000000107,55,14.12]
[31,142,0,13.113333333333333,null,2.2000000000000002,9.1,55,14.229999999999999]
[31,143,0,13.113333333333333,null,2.2000000000000002,9.2000000000000099,55,14.339999999999998]
[31,144,0,13.113333333333333,null,2.2000000000000002,9.3000000000000096,55,14.449999999999998]
[31,145,0,13.113333333333333,null,2.2000000000000002,9.4000000000000092,55,14.559999999999997]
[31,146,0,13.113333333333333,null,2.2000000000000002,9.5000000000000107,55,14.669999999999996]
[31,147,0,13.113333333333333,null,2.2000000000000002,9.6000000000000103,55,14.779999999999996]
[31,148,0,13.113333333333333,null,2.2000000000000002,9.7000000000000099,55,14.889999999999995]
[31,149,0,13.113333333333333,null,2.2000000000000002,9.8000000000000096,55,14.999999999999995]
[31,150,0,13.113333333333333,null,2.2000000000000002,9.9000000000000092,55,15.109999999999994]
[32,45,0,13.126666666666667,null,2.2000000000000002,10,55,15.219999999999999]
[32,46,0,13.126666666666667,null,2.2999999999999998,3,55,10]
[32,47,0,13.126666666666667,null,2.2999999999999998,3.1,55,10.093]
[32,48,0,13.126666666666667,null,2.2999999999999998,3.2,55,10.186]
[32,49,0,13.126666666666667,null,2.2999999999999998,3.3,55,10.279]
[32,50,0,13.126666666666667,null,2.2999999999999998,3.4,55,10.372]
[32,51,0,13.126666666666667,null,2.2999999999999998,3.5,55,10.465]
[32,52,0,13.126666666666667,null,2.2999999999999998,3.6,55,10.558]
[32,53,0,13.126666666666667,null,2.2999999999999998,3.7,55,10.651]
[32,54,0,13.126666666666667,null,2.2999999999999998,3.8,55,10.744]
[32,55,0,13.126666666666667,null,2.2999999999999998,3.9,55,10.837]
[32,56,0,13.126666666666667,null,2.2999999999999998,4,55,10.93]
[32,57,0,13.126666666666667,null,2.2999999999999998,4.0999999999999996,55,11.023]
[32,58,0,13.126666666666667,null,2.2999999999999998,4.2,55,11.116]
[32,59,0,13.126666666666667,null,2.2999999999999998,4.3,55,11.209]
[32,60,0,13.126666666666667,null,2.2999999999999998,4.4000000000000004,55,11.302]
[32,61,0,13.126666666666667,null,2.2999999999999998,4.5,55,11.395]
[32,62,0,13.126666666666667,null,2.2999999999999998,4.5999999999999996,55,11.488]
[32,63,0,13.126666666666667,null,2.2999999999999998,4.7,55,11.581]
[32,64,0,13.126666666666667,null,2.2999999999999998,4.8,55,11.673999999999999]
[32,65,0,13.126666666666667,null,2.2999999999999998,4.9000000000000004,55,11.766999999999999]
[32,66,0,13.126666666666667,null,2.2999999999999998,5,55,11.86]
[32,67,0,13.126666666666667,null,2.2999999999999998,5.0999999999999996,55,11.92]
[32,68,0,13.126666666666667,null,2.2999999999999998,5.2,55,11.98]
[32,69,0,13.126666666666667,null,2.2999999999999998,5.3,55,12.040000000000001]
[32,70,0,13.126666666666667,null,2.2999999999999998,5.4,55,12.100000000000001]
[32,71,0,13.126666666666667,null,2.2999999999999998,5.5,55,12.160000000000002]
[32,72,0,13.126666666666667,null,2.2999999999999998,5.6,55,12.220000000000002]
[32,73,0,13.126666666666667,null,2.2999999999999998,5.7,55,12.280000000000003]
[32,74,0,13.126666666666667,null,2.2999999999999998,5.8,55,12.340000000000003]
[32,75,0,13.126666666666667,null,2.2999999999999998,5.9,55,12.400000000000004]
[32,76,0,13.126666666666667,null,2.2999999999999998,6,55,12.460000000000004]
[32,77,0,13.126666666666667,null,2.2999999999999998,6.1,55,12.520000000000005]
[32,78,0,13.126666666666667,null,2.2999999999999998,6.2,55,12.580000000000005]
[32,79,0,13.126666666666667,null,2.2999999999999998,6.3,55,12.640000000000006]
[32,80,0,13.126666666666667,null,2.2999999999999998,6.4,55,12.700000000000006]
[32,81,0,13.126666666666667,null,2.2999999999999998,6.5,55,12.760000000000007]
[32,82,0,13.126666666666667,null,2.2999999999999998,6.6,55,12.820000000000007]
[32,83,0,13.126666666666667,null,2.2999999999999998,6.7,55,12.880000000000008]
[32,84,0,13.126666666666667,null,2.2999999999999998,6.8,55,12.940000000000008]
[32,85,0,13.126666666666667,null,2.2999999999999998,6.9,55,13.000000000000009]
[32,86,0,13.126666666666667,null,2.2999999999999998,7,55,13.059999999999999]
[32,87,0,13.126666666666667,null,2.2999999999999998,7.1,55,13.113499999999998]
[32,88,0,13.126666666666667,null,2.2999999999999998,7.2,55,13.166999999999998]
[32,89,0,13.126666666666667,null,2.2999999999999998,7.3,55,13.220499999999998]
[32,90,0,13.126666666666667,null,2.2999999999999998,7.4,55,13.273999999999997]
[32,91,0,13.126666666666667,null,2.2999999999999998,7.5,55,13.327499999999997]
[32,92,0,13.126666666666667,null,2.2999999999999998,7.6,55,13.380999999999997]
[32,93,0,13.126666666666667,null,2.2999999999999998,7.7,55,13.434499999999996]
[32,94,0,13.126666666666667,null,2.2999999999999998,7.8,55,13.487999999999996]
[32,95,0,13.126666666666667,null,2.2999999999999998,7.9,55,13.541499999999996]
[32,96,0,13.126666666666667,null,2.2999999999999998,8,55,13.594999999999995]
[32,97,0,13.126666666666667,null,2.2999999999999998,8.1,55,13.648499999999995]
[32,98,0,13.126666666666667,null,2.2999999999999998,8.1999999999999993,55,13.701999999999995]
[32,99,0,13.126666666666667,null,2.2999999999999998,8.3000000000000007,55,13.755499999999994]
[32,100,0,13.126666666666667,null,2.2999999999999998,8.4,55,13.808999999999994]
[32,101,0,13.126666666666667,null,2.2999999999999998,8.5000000000000107,55,13.862499999999994]
[32,102,0,13.126666666666667,null,2.2999999999999998,8.6,55,13.915999999999993]
[32,103,0,13.126666666666667,null,2.2999999999999998,8.6999999999999993,55,13.969499999999993]
[32,104,0,13.126666666666667,null,2.2999999999999998,8.8000000000000096,55,14.022999999999993]
[32,105,0,13.126666666666667,null,2.2999999999999998,8.9000000000000092,55,14.076499999999992]
[32,106,0,13.126666666666667,null,2.2999999999999998,9.0000000000000107,55,14.129999999999999]
[32,107,0,13.126666666666667,null,2.2999999999999998,9.1,55,14.239999999999998]
[32,108,0,13.126666666666667,null,2.2999999999999998,9.2000000000000099,55,14.349999999999998]
[32,109,0,13.126666666666667,null,2.2999999999999998,9.3000000000000096,55,14.459999999999997]
[32,110,0,13.126666666666667,null,2.2999999999999998,9.4000000000000092,55,14.569999999999997]
[32,111,0,13.126666666666667,null,2.2999999999999998,9.5000000000000107,55,14.679999999999996]
[32,112,0,13.126666666666667,null,2.2999999999999998,9.6000000000000103,55,14.789999999999996]
[32,113,0,13.126666666666667,null,2.2999999999999998,9.7000000000000099,55,14.899999999999995]
[32,114,0,13.126666666666667,null,2.2999999999999998,9.8000000000000096,55,15.009999999999994]
[32,115,0,13.126666666666667,null,2.2999999999999998,9.9000000000000092,55,15.119999999999994]
[32,116,0,13.126666666666667,null,2.2999999999999998,10,55,15.229999999999999]
[32,117,0,13.126666666666667,null,2.4,3,55,10]
[32,118,0,13.126666666666667,null,2.4,3.1,55,10.093999999999999]
[32,119,0,13.126666666666667,null,2.4,3.2,55,10.187999999999999]
[32,120,0,13.126666666666667,null,2.4,3.3,55,10.281999999999998]
[32,121,0,13.126666666666667,null,2.4,3.4,55,10.375999999999998]
[32,122,0,13.126666666666667,null,2.4,3.5,55,10.469999999999997]
[32,123,0,13.126666666666667,null,2.4,3.6,55,10.563999999999997]
[32,124,0,13.126666666666667,null,2.4,3.7,55,10.657999999999996]
[32,125,0,13.126666666666667,null,2.4,3.8,55,10.751999999999995]
[32,126,0,13.126666666666667,null,2.4,3.9,55,10.845999999999995]
[32,127,0,13.126666666666667,null,2.4,4,55,10.939999999999994]
[32,128,0,13.126666666666667,null,2.4,4.0999999999999996,55,11.033999999999994]
[32,129,0,13.126666666666667,null,2.4,4.2,55,11.127999999999993]
[32,130,0,13.126666666666667,null,2.4,4.3,55,11.221999999999992]
[32,131,0,13.126666666666667,null,2.4,4.4000000000000004,55,11.315999999999992]
[32,132,0,13.126666666666667,null,2.4,4.5,55,11.409999999999991]
[32,133,0,13.126666666666667,null,2.4,4.5999999999999996,55,11.503999999999991]
[32,134,0,13.126666666666667,null,2.4,4.7,55,11.59799999999999]
[32,135,0,13.126666666666667,null,2.4,4.8,55,11.69199999999999]
[32,136,0,13.126666666666667,null,2.4,4.9000000000000004,55,11.785999999999989]
[32,137,0,13.126666666666667,null,2.4,5,55,11.879999999999999]
[32,138,0,13.126666666666667,null,2.4,5.0999999999999996,55,11.94]
[32,139,0,13.126666666666667,null,2.4,5.2,55,12]
[32,140,0,13.126666666666667,null,2.4,5.3,55,12.06]
[32,141,0,13.126666666666667,null,2.4,5.4,55,12.120000000000001]
[32,142,0,13.126666666666667,null,2.4,5.5,55,12.180000000000001]
[32,143,0,13.126666666666667,null,2.4,5.6,55,12.240000000000002]
[32,144,0,13.126666666666667,null,2.4,5.7,55,12.300000000000002]
[32,145,0,13.126666666666667,null,2.4,5.8,55,12.360000000000003]
[32,146,0,13.126666666666667,null,2.4,5.9,55,12.420000000000003]
[32,147,0,13.126666666666667,null,2.4,6,55,12.480000000000004]
[32,148,0,13.126666666666667,null,2.4,6.1,55,12.540000000000004]
[32,149,0,13.126666666666667,null,2.4,6.2,55,12.600000000000005]
[32,150,0,13.126666666666667,null,2.4,6.3,55,12.660000000000005]
[33,45,0,13.14,null,2.4,6.4,55,12.720000000000006]
[33,46,0,13.14,null,2.4,6.5,55,12.780000000000006]
[33,47,0,13.14,null,2.4,6.6,55,12.840000000000007]
[33,48,0,13.14,null,2.4,6.7,55,12.900000000000007]
[33,49,0,13.14,null,2.4,6.8,55,12.960000000000008]
[33,50,0,13.14,null,2.4,6.9,55,13.020000000000008]
[33,51,0,13.14,null,2.4,7,55,13.079999999999998]
[33,52,0,13.14,null,2.4,7.1,55,13.132999999999999]
[33,53,0,13.14,null,2.4,7.2,55,13.186]
[33,54,0,13.14,null,2.4,7.3,55,13.239000000000001]
[33,55,0,13.14,null,2.4,7.4,55,13.292000000000002]
[33,56,0,13.14,null,2.4,7.5,55,13.345000000000002]
[33,57,0,13.14,null,2.4,7.6,55,13.398000000000003]
[33,58,0,13.14,null,2.4,7.7,55,13.451000000000004]
[33,59,0,13.14,null,2.4,7.8,55,13.504000000000005]
[33,60,0,13.14,null,2.4,7.9,55,13.557000000000006]
[33,61,0,13.14,null,2.4,8,55,13.610000000000007]
[33,62,0,13.14,null,2.4,8.1,55,13.663000000000007]
[33,63,0,13.14,null,2.4,8.1999999999999993,55,13.716000000000008]
[33,64,0,13.14,null,2.4,8.3000000000000007,55,13.769000000000009]
[33,65,0,13.14,null,2.4,8.4,55,13.82200000000001]
[33,66,0,13.14,null,2.4,8.5000000000000107,55,13.875000000000011]
[33,67,0,13.14,null,2.4,8.6,55,13.928000000000011]
[33,68,0,13.14,null,2.4,8.6999999999999993,55,13.981000000000012]
[33,69,0,13.14,null,2.4,8.8000000000000096,55,14.034000000000013]
[33,70,0,13.14,null,2.4,8.9000000000000092,55,14.087000000000014]
[33,71,0,13.14,null,2.4,9.0000000000000107,55,14.139999999999999]
[33,72,0,13.14,null,2.4,9.1,55,14.249999999999998]
[33,73,0,13.14,null,2.4,9.2000000000000099,55,14.359999999999998]
[33,74,0,13.14,null,2.4,9.3000000000000096,55,14.469999999999997]
[33,75,0,13.14,null,2.4,9.4000000000000092,55,14.579999999999997]
[33,76,0,13.14,null,2.4,9.5000000000000107,55,14.689999999999996]
[33,77,0,13.14,null,2.4,9.6000000000000103,55,14.799999999999995]
[33,78,0,13.14,null,2.4,9.7000000000000099,55,14.909999999999995]
[33,79,0,13.14,null,2.4,9.8000000000000096,55,15.019999999999994]
[33,80,0,13.14,null,2.4,9.9000000000000092,55,15.129999999999994]
[33,81,0,13.14,null,2.4,10,55,15.239999999999998]
[33,82,0,13.14,null,2.5,3,55,10]
[33,83,0,13.14,null,2.5,3.1,55,10.095000000000001]
[33,84,0,13.14,null,2.5,3.2,55,10.190000000000001]
[33,85,0,13.14,null,2.5,3.3,55,10.285000000000002]
[33,86,0,13.14,null,2.5,3.4,55,10.380000000000003]
[33,87,0,13.14,null,2.5,3.5,55,10.475000000000003]
[33,88,0,13.14,null,2.5,3.6,55,10.570000000000004]
[33,89,0,13.14,null,2.5,3.7,55,10.665000000000004]
[33,90,0,13.14,null,2.5,3.8,55,10.760000000000005]
[33,91,0,13.14,null,2.5,3.9,55,10.855000000000006]
[33,92,0,13.14,null,2.5,4,55,10.950000000000006]
[33,93,0,13.14,null,2.5,4.0999999999999996,55,11.045000000000007]
[33,94,0,13.14,null,2.5,4.2,55,11.140000000000008]
[33,95,0,13.14,null,2.5,4.3,55,11.235000000000008]
[33,96,0,13.14,null,2.5,4.4000000000000004,55,11.330000000000009]
[33,97,0,13.14,null,2.5,4.5,55,11.42500000000001]
[33,98,0,13.14,null,2.5,4.5999999999999996,55,11.52000000000001]
[33,99,0,13.14,null,2.5,4.7,55,11.615000000000011]
[33,100,0,13.14,null,2.5,4.8,55,11.710000000000012]
[33,101,0,13.14,null,2.5,4.9000000000000004,55,11.805000000000012]
[33,102,0,13.14,null,2.5,5,55,11.899999999999999]
[33,103,0,13.14,null,2.5,5.0999999999999996,55,11.959999999999999]
[33,104,0,13.14,null,2.5,5.2,55,12.02]
[33,105,0,13.14,null,2.5,5.3,55,12.08]
[33,106,0,13.14,null,2.5,5.4,55,12.14]
[33,107,0,13.14,null,2.5,5.5,55,12.200000000000001]
[33,108,0,13.14,null,2.5,5.6,55,12.260000000000002]
[33,109,0,13.14,null,2.5,5.7,55,12.320000000000002]
[33,110,0,13.14,null,2.5,5.8,55,12.380000000000003]
[33,111,0,13.14,null,2.5,5.9,55,12.440000000000003]
[33,112,0,13.14,null,2.5,6,55,12.500000000000004]
[33,113,0,13.14,null,2.5,6.1,55,12.560000000000004]
[33,114,0,13.14,null,2.5,6.2,55,12.620000000000005]
[33,115,0,13.14,null,2.5,6.3,55,12.680000000000005]
[33,116,0,13.14,null,2.5,6.4,55,12.740000000000006]
[33,117,0,13.14,null,2.5,6.5,55,12.800000000000006]
[33,118,0,13.14,null,2.5,6.6,55,12.860000000000007]
[33,119,0,13.14,null,2.5,6.7,55,12.920000000000007]
[33,120,0,13.14,null,2.5,6.8,55,12.980000000000008]
[33,121,0,13.14,null,2.5,6.9,55,13.040000000000008]
[33,122,0,13.14,null,2.5,7,55,13.099999999999998]
[33,123,0,13.14,null,2.5,7.1,55,13.152499999999998]
[33,124,0,13.14,null,2.5,7.2,55,13.204999999999998]
[33,125,0,13.14,null,2.5,7.3,55,13.257499999999999]
[33,126,0,13.14,null,2.5,7.4,55,13.309999999999999]
[33,127,0,13.14,null,2.5,7.5,55,13.362499999999999]
[33,128,0,13.14,null,2.5,7.6,55,13.414999999999999]
[33,129,0,13.14,null,2.5,7.7,55,13.467499999999999]
[33,130,0,13.14,null,2.5,7.8,55,13.52]
[33,131,0,13.14,null,2.5,7.9,55,13.5725]
[33,132,0,13.14,null,2.5,8,55,13.625]
[33,133,0,13.14,null,2.5,8.1,55,13.6775]
[33,134,0,13.14,null,2.5,8.1999999999999993,55,13.73]
[33,135,0,13.14,null,2.5,8.3000000000000007,55,13.782500000000001]
[33,136,0,13.14,null,2.5,8.4,55,13.835000000000001]
[33,137,0,13.14,null,2.5,8.5000000000000107,55,13.887500000000001]
[33,138,0,13.14,null,2.5,8.6,55,13.940000000000001]
[33,139,0,13.14,null,2.5,8.6999999999999993,55,13.992500000000001]
[33,140,0,13.14,null,2.5,8.8000000000000096,55,14.045000000000002]
[33,141,0,13.14,null,2.5,8.9000000000000092,55,14.097500000000002]
[33,142,0,13.14,null,2.5,9.0000000000000107,55,14.149999999999999]
[33,143,0,13.14,null,2.5,9.1,55,14.259999999999998]
[33,144,0,13.14,null,2.5,9.2000000000000099,55,14.369999999999997]
[33,145,0,13.14,null,2.5,9.3000000000000096,55,14.479999999999997]
[33,146,0,13.14,null,2.5,9.4000000000000092,55,14.589999999999996]
[33,147,0,13.14,null,2.5,9.5000000000000107,55,14.699999999999996]
[33,148,0,13.14,null,2.5,9.6000000000000103,55,14.809999999999995]
[33,149,0,13.14,null,2.5,9.7000000000000099,55,14.919999999999995]
[33,150,0,13.14,null,2.5,9.8000000000000096,55,15.029999999999994]
[34,45,0,13.153333333333334,null,2.5,9.9000000000000092,55,15.139999999999993]
[34,46,0,13.153333333333334,null,2.5,10,55,15.249999999999998]
[34,47,0,13.153333333333334,null,2.6,3,55,10]
[34,48,0,13.153333333333334,null,2.6,3.1,55,10.096]
[34,49,0,13.153333333333334,null,2.6,3.2,55,10.192]
[34,50,0,13.153333333333334,null,2.6,3.3,55,10.288]
[34,51,0,13.153333333333334,null,2.6,3.4,55,10.384]
[34,52,0,13.153333333333334,null,2.6,3.5,55,10.48]
[34,53,0,13.153333333333334,null,2.6,3.6,55,10.576000000000001]
[34,54,0,13.153333333333334,null,2.6,3.7,55,10.672000000000001]
[34,55,0,13.153333333333334,null,2.6,3.8,55,10.768000000000001]
[34,56,0,13.153333333333334,null,2.6,3.9,55,10.864000000000001]
[34,57,0,13.153333333333334,null,2.6,4,55,10.96]
[34,58,0,13.153333333333334,null,2.6,4.0999999999999996,55,11.056000000000001]
[34,59,0,13.153333333333334,null,2.6,4.2,55,11.152000000000001]
[34,60,0,13.153333333333334,null,2.6,4.3,55,11.248000000000001]
[34,61,0,13.153333333333334,null,2.6,4.4000000000000004,55,11.344000000000001]
[34,62,0,13.153333333333334,null,2.6,4.5,55,11.440000000000001]
[34,63,0,13.153333333333334,null,2.6,4.5999999999999996,55,11.536000000000001]
[34,64,0,13.153333333333334,null,2.6,4.7,55,11.632000000000001]
[34,65,0,13.153333333333334,null,2.6,4.8,55,11.728000000000002]
[34,66,0,13.153333333333334,null,2.6,4.9000000000000004,55,11.824000000000002]
[34,67,0,13.153333333333334,null,2.6,5,55,11.919999999999998]
[34,68,0,13.153333333333334,null,2.6,5.0999999999999996,55,11.979999999999999]
[34,69,0,13.153333333333334,null,2.6,5.2,55,12.04]
[34,70,0,13.153333333333334,null,2.6,5.3,55,12.1]
[34,71,0,13.153333333333334,null,2.6,5.4,55,12.16]
[34,72,0,13.153333333333334,null,2.6,5.5,55,12.22]
[34,73,0,13.153333333333334,null,2.6,5.6,55,12.280000000000001]
[34,74,0,13.153333333333334,null,2.6,5.7,55,12.340000000000002]
[34,75,0,13.153333333333334,null,2.6,5.8,55,12.400000000000002]
[34,76,0,13.153333333333334,null,2.6,5.9,55,12.460000000000003]
[34,77,0,13.153333333333334,null,2.6,6,55,12.520000000000003]
[34,78,0,13.153333333333334,null,2.6,6.1,55,12.580000000000004]
[34,79,0,13.153333333333334,null,2.6,6.2,55,12.640000000000004]
[34,80,0,13.153333333333334,null,2.6,6.3,55,12.700000000000005]
[34,81,0,13.153333333333334,null,2.6,6.4,55,12.760000000000005]
[34,82,0,13.153333333333334,null,2.6,6.5,55,12.820000000000006]
[34,83,0,13.153333333333334,null,2.6,6.6,55,12.880000000000006]
[34,84,0,13.153333333333334,null,2.6,6.7,55,12.940000000000007]
[34,85,0,13.153333333333334,null,2.6,6.8,55,13.000000000000007]
[34,86,0,13.153333333333334,null,2.6,6.9,55,13.060000000000008]
[34,87,0,13.153333333333334,null,2.6,7,55,13.119999999999997]
[34,88,0,13.153333333333334,null,2.6,7.1,55,13.171999999999997]
[34,89,0,13.153333333333334,null,2.6,7.2,55,13.223999999999997]
[34,90,0,13.153333333333334,null,2.6,7.3,55,13.275999999999996]
[34,91,0,13.153333333333334,null,2.6,7.4,55,13.327999999999996]
[34,92,0,13.153333333333334,null,2.6,7.5,55,13.379999999999995]
[34,93,0,13.153333333333334,null,2.6,7.6,55,13.431999999999995]
[34,94,0,13.153333333333334,null,2.6,7.7,55,13.483999999999995]
[34,95,0,13.153333333333334,null,2.6,7.8,55,13.535999999999994]
[34,96,0,13.153333333333334,null,2.6,7.9,55,13.587999999999994]
[34,97,0,13.153333333333334,null,2.6,8,55,13.639999999999993]
[34,98,0,13.153333333333334,null,2.6,8.1,55,13.691999999999993]
[34,99,0,13.153333333333334,null,2.6,8.1999999999999993,55,13.743999999999993]
[34,100,0,13.153333333333334,null,2.6,8.3000000000000007,55,13.795999999999992]
[34,101,0,13.153333333333334,null,2.6,8.4,55,13.847999999999992]
[34,102,0,13.153333333333334,null,2.6,8.5000000000000107,55,13.899999999999991]
[34,103,0,13.153333333333334,null,2.6,8.6,55,13.951999999999991]
[34,104,0,13.153333333333334,null,2.6,8.6999999999999993,55,14.003999999999991]
[34,105,0,13.153333333333334,null,2.6,8.8000000000000096,55,14.05599999999999]
[34,106,0,13.153333333333334,null,2.6,8.9000000000000092,55,14.10799999999999]
[34,107,0,13.153333333333334,null,2.6,9.0000000000000107,55,14.159999999999998]
[34,108,0,13.153333333333334,null,2.6,9.1,55,14.269999999999998]
[34,109,0,13.153333333333334,null,2.6,9.2000000000000099,55,14.379999999999997]
[34,110,0,13.153333333333334,null,2.6,9.3000000000000096,55,14.489999999999997]
[34,111,0,13.153333333333334,null,2.6,9.4000000000000092,55,14.599999999999996]
[34,112,0,13.153333333333334,null,2.6,9.5000000000000107,55,14.709999999999996]
[34,113,0,13.153333333333334,null,2.6,9.6000000000000103,55,14.819999999999995]
[34,114,0,13.153333333333334,null,2.6,9.7000000000000099,55,14.929999999999994]
[34,115,0,13.153333333333334,null,2.6,9.8000000000000096,55,15.039999999999994]
[34,116,0,13.153333333333334,null,2.6,9.9000000000000092,55,15.149999999999993]
[34,117,0,13.153333333333334,null,2.6,10,55,15.259999999999998]
[34,118,0,13.153333333333334,null,2.7,3,55,10]
[34,119,0,13.153333333333334,null,2.7,3.1,55,10.097]
[34,120,0,13.153333333333334,null,2.7,3.2,55,10.193999999999999]
[34,121,0,13.153333333333334,null,2.7,3.3,55,10.290999999999999]
[34,122,0,13.153333333333334,null,2.7,3.4,55,10.387999999999998]
[34,123,0,13.153333333333334,null,2.7,3.5,55,10.484999999999998]
[34,124,0,13.153333333333334,null,2.7,3.6,55,10.581999999999997]
[34,125,0,13.153333333333334,null,2.7,3.7,55,10.678999999999997]
[34,126,0,13.153333333333334,null,2.7,3.8,55,10.775999999999996]
[34,127,0,13.153333333333334,null,2.7,3.9,55,10.872999999999996]
[34,128,0,13.153333333333334,null,2.7,4,55,10.969999999999995]
[34,129,0,13.153333333333334,null,2.7,4.0999999999999996,55,11.066999999999995]
[34,130,0,13.153333333333334,null,2.7,4.2,55,11.163999999999994]
[34,131,0,13.153333333333334,null,2.7,4.3,55,11.260999999999994]
[34,132,0,13.153333333333334,null,2.7,4.4000000000000004,55,11.357999999999993]
[34,133,0,13.153333333333334,null,2.7,4.5,55,11.454999999999993]
[34,134,0,13.153333333333334,null,2.7,4.5999999999999996,55,11.551999999999992]
[34,135,0,13.153333333333334,null,2.7,4.7,55,11.648999999999992]
[34,136,0,13.153333333333334,null,2.7,4.8,55,11.745999999999992]
[34,137,0,13.153333333333334,null,2.7,4.9000000000000004,55,11.842999999999991]
[34,138,0,13.153333333333334,null,2.7,5,55,11.939999999999998]
[34,139,0,13.153333333333334,null,2.7,5.0999999999999996,55,11.999999999999998]
[34,140,0,13.153333333333334,null,2.7,5.2,55,12.059999999999999]
[34,141,0,13.153333333333334,null,2.7,5.3,55,12.12]
[34,142,0,13.153333333333334,null,2.7,5.4,55,12.18]
[34,143,0,13.153333333333334,null,2.7,5.5,55,12.24]
[34,144,0,13.153333333333334,null,2.7,5.6,55,12.3]
[34,145,0,13.153333333333334,null,2.7,5.7,55,12.360000000000001]
[34,146,0,13.153333333333334,null,2.7,5.8,55,12.420000000000002]
[34,147,0,13.153333333333334,null,2.7,5.9,55,12.480000000000002]
[34,148,0,13.153333333333334,null,2.7,6,55,12.540000000000003]
[34,149,0,13.153333333333334,null,2.7,6.1,55,12.600000000000003]
[34,150,0,13.153333333333334,null,2.7,6.2,55,12.660000000000004]
[35,45,0,13.166666666666668,null,2.7,6.3,55,12.720000000000004]
[35,46,0,13.166666666666668,null,2.7,6.4,55,12.780000000000005]
[35,47,0,13.166666666666668,null,2.7,6.5,55,12.840000000000005]
[35,48,0,13.166666666666668,null,2.7,6.6,55,12.900000000000006]
[35,49,0,13.166666666666668,null,2.7,6.7,55,12.960000000000006]
[35,50,0,13.166666666666668,null,2.7,6.8,55,13.020000000000007]
[35,51,0,13.166666666666668,null,2.7,6.9,55,13.080000000000007]
[35,52,0,13.166666666666668,null,2.7,7,55,13.139999999999997]
[35,53,0,13.166666666666668,null,2.7,7.1,55,13.191499999999998]
[35,54,0,13.166666666666668,null,2.7,7.2,55,13.242999999999999]
[35,55,0,13.166666666666668,null,2.7,7.3,55,13.294499999999999]
[35,56,0,13.166666666666668,null,2.7,7.4,55,13.346]
[35,57,0,13.166666666666668,null,2.7,7.5,55,13.397500000000001]
[35,58,0,13.166666666666668,null,2.7,7.6,55,13.449000000000002]
[35,59,0,13.166666666666668,null,2.7,7.7,55,13.500500000000002]
[35,60,0,13.166666666666668,null,2.7,7.8,55,13.552000000000003]
[35,61,0,13.166666666666668,null,2.7,7.9,55,13.603500000000004]
[35,62,0,13.166666666666668,null,2.7,8,55,13.655000000000005]
[35,63,0,13.166666666666668,null,2.7,8.1,55,13.706500000000005]
[35,64,0,13.166666666666668,null,2.7,8.1999999999999993,55,13.758000000000006]
[35,65,0,13.166666666666668,null,2.7,8.3000000000000007,55,13.809500000000007]
[35,66,0,13.166666666666668,null,2.7,8.4,55,13.861000000000008]
[35,67,0,13.166666666666668,null,2.7,8.5000000000000107,55,13.912500000000009]
[35,68,0,13.166666666666668,null,2.7,8.6,55,13.964000000000009]
[35,69,0,13.166666666666668,null,2.7,8.6999999999999993,55,14.01550000000001]
[35,70,0,13.166666666666668,null,2.7,8.8000000000000096,55,14.067000000000011]
[35,71,0,13.166666666666668,null,2.7,8.9000000000000092,55,14.118500000000012]
[35,72,0,13.166666666666668,null,2.7,9.0000000000000107,55,14.169999999999998]
[35,73,0,13.166666666666668,null,2.7,9.1,55,14.279999999999998]
[35,74,0,13.166666666666668,null,2.7,9.2000000000000099,55,14.389999999999997]
[35,75,0,13.166666666666668,null,2.7,9.3000000000000096,55,14.499999999999996]
[35,76,0,13.166666666666668,null,2.7,9.4000000000000092,55,14.609999999999996]
[35,77,0,13.166666666666668,null,2.7,9.5000000000000107,55,14.719999999999995]
[35,78,0,13.166666666666668,null,2.7,9.6000000000000103,55,14.829999999999995]
[35,79,0,13.166666666666668,null,2.7,9.7000000000000099,55,14.939999999999994]
[35,80,0,13.166666666666668,null,2.7,9.8000000000000096,55,15.049999999999994]
[35,81,0,13.166666666666668,null,2.7,9.9000000000000092,55,15.159999999999993]
[35,82,0,13.166666666666668,null,2.7,10,55,15.269999999999998]
[35,83,0,13.166666666666668,null,2.8,3,55,10]
[35,84,0,13.166666666666668,null,2.8,3.1,55,10.097999999999999]
[35,85,0,13.166666666666668,null,2.8,3.2,55,10.195999999999998]
[35,86,0,13.166666666666668,null,2.8,3.3,55,10.293999999999997]
[35,87,0,13.166666666666668,null,2.8,3.4,55,10.391999999999996]
[35,88,0,13.166666666666668,null,2.8,3.5,55,10.489999999999995]
[35,89,0,13.166666666666668,null,2.8,3.6,55,10.587999999999994]
[35,90,0,13.166666666666668,null,2.8,3.7,55,10.685999999999993]
[35,91,0,13.166666666666668,null,2.8,3.8,55,10.783999999999992]
[35,92,0,13.166666666666668,null,2.8,3.9,55,10.881999999999991]
[35,93,0,13.166666666666668,null,2.8,4,55,10.97999999999999]
[35,94,0,13.166666666666668,null,2.8,4.0999999999999996,55,11.077999999999989]
[35,95,0,13.166666666666668,null,2.8,4.2,55,11.175999999999988]
[35,96,0,13.166666666666668,null,2.8,4.3,55,11.273999999999987]
[35,97,0,13.166666666666668,null,2.8,4.4000000000000004,55,11.371999999999986]
[35,98,0,13.166666666666668,null,2.8,4.5,55,11.469999999999985]
[35,99,0,13.166666666666668,null,2.8,4.5999999999999996,55,11.567999999999984]
[35,100,0,13.166666666666668,null,2.8,4.7,55,11.665999999999983]
[35,101,0,13.166666666666668,null,2.8,4.8,55,11.763999999999982]
[35,102,0,13.166666666666668,null,2.8,4.9000000000000004,55,11.861999999999981]
[35,103,0,13.166666666666668,null,2.8,5,55,11.959999999999997]
[35,104,0,13.166666666666668,null,2.8,5.0999999999999996,55,12.019999999999998]
[35,105,0,13.166666666666668,null,2.8,5.2,55,12.079999999999998]
[35,106,0,13.166666666666668,null,2.8,5.3,55,12.139999999999999]
[35,107,0,13.166666666666668,null,2.8,5.4,55,12.2]
[35,108,0,13.166666666666668,null,2.8,5.5,55,12.26]
[35,109,0,13.166666666666668,null,2.8,5.6,55,12.32]
[35,110,0,13.166666666666668,null,2.8,5.7,55,12.38]
[35,111,0,13.166666666666668,null,2.8,5.8,55,12.440000000000001]
[35,112,0,13.166666666666668,null,2.8,5.9,55,12.500000000000002]
[35,113,0,13.166666666666668,null,2.8,6,55,12.560000000000002]
[35,114,0,13.166666666666668,null,2.8,6.1,55,12.620000000000003]
[35,115,0,13.166666666666668,null,2.8,6.2,55,12.680000000000003]
[35,116,0,13.166666666666668,null,2.8,6.3,55,12.740000000000004]
[35,117,0,13.166666666666668,null,2.8,6.4,55,12.800000000000004]
[35,118,0,13.166666666666668,null,2.8,6.5,55,12.860000000000005]
[35,119,0,13.166666666666668,null,2.8,6.6,55,12.920000000000005]
[35,120,0,13.166666666666668,null,2.8,6.7,55,12.980000000000006]
[35,121,0,13.166666666666668,null,2.8,6.8,55,13.040000000000006]
[35,122,0,13.166666666666668,null,2.8,6.9,55,13.100000000000007]
[35,123,0,13.166666666666668,null,2.8,7,55,13.159999999999997]
[35,124,0,13.166666666666668,null,2.8,7.1,55,13.210999999999997]
[35,125,0,13.166666666666668,null,2.8,7.2,55,13.261999999999997]
[35,126,0,13.166666666666668,null,2.8,7.3,55,13.312999999999997]
[35,127,0,13.166666666666668,null,2.8,7.4,55,13.363999999999997]
[35,128,0,13.166666666666668,null,2.8,7.5,55,13.414999999999997]
[35,129,0,13.166666666666668,null,2.8,7.6,55,13.465999999999998]
[35,130,0,13.166666666666668,null,2.8,7.7,55,13.516999999999998]
[35,131,0,13.166666666666668,null,2.8,7.8,55,13.567999999999998]
[35,132,0,13.166666666666668,null,2.8,7.9,55,13.618999999999998]
[35,133,0,13.166666666666668,null,2.8,8,55,13.669999999999998]
[35,134,0,13.166666666666668,null,2.8,8.1,55,13.720999999999998]
[35,135,0,13.166666666666668,null,2.8,8.1999999999999993,55,13.771999999999998]
[35,136,0,13.166666666666668,null,2.8,8.3000000000000007,55,13.822999999999999]
[35,137,0,13.166666666666668,null,2.8,8.4,55,13.873999999999999]
[35,138,0,13.166666666666668,null,2.8,8.5000000000000107,55,13.924999999999999]
[35,139,0,13.166666666666668,null,2.8,8.6,55,13.975999999999999]
[35,140,0,13.166666666666668,null,2.8,8.6999999999999993,55,14.026999999999999]
[35,141,0,13.166666666666668,null,2.8,8.8000000000000096,55,14.077999999999999]
[35,142,0,13.166666666666668,null,2.8,8.9000000000000092,55,14.129]
[35,143,0,13.166666666666668,null,2.8,9.0000000000000107,55,14.179999999999998]
[35,144,0,13.166666666666668,null,2.8,9.1,55,14.289999999999997]
[35,145,0,13.166666666666668,null,2.8,9.2000000000000099,55,14.399999999999997]
[35,146,0,13.166666666666668,null,2.8,9.3000000000000096,55,14.509999999999996]
[35,147,0,13.166666666666668,null,2.8,9.4000000000000092,55,14.619999999999996]
[35,148,0,13.166666666666668,null,2.8,9.5000000000000107,55,14.729999999999995]
[35,149,0,13.166666666666668,null,2.8,9.6000000000000103,55,14.839999999999995]
[35,150,0,13.166666666666668,null,2.8,9.7000000000000099,55,14.949999999999994]
[36,45,0,13.180000000000001,null,2.8,9.8000000000000096,55,15.059999999999993]
[36,46,0,13.180000000000001,null,2.8,9.9000000000000092,55,15.169999999999993]
[36,47,0,13.180000000000001,null,2.8,10,55,15.279999999999998]
[36,48,0,13.180000000000001,null,2.9,3,55,10]
[36,49,0,13.180000000000001,null,2.9,3.1,55,10.099]
[36,50,0,13.180000000000001,null,2.9,3.2,55,10.198]
[36,51,0,13.180000000000001,null,2.9,3.3,55,10.297000000000001]
[36,52,0,13.180000000000001,null,2.9,3.4,55,10.396000000000001]
[36,53,0,13.180000000000001,null,2.9,3.5,55,10.495000000000001]
[36,54,0,13.180000000000001,null,2.9,3.6,55,10.594000000000001]
[36,55,0,13.180000000000001,null,2.9,3.7,55,10.693000000000001]
[36,56,0,13.180000000000001,null,2.9,3.8,55,10.792000000000002]
[36,57,0,13.180000000000001,null,2.9,3.9,55,10.891000000000002]
[36,58,0,13.180000000000001,null,2.9,4,55,10.990000000000002]
[36,59,0,13.180000000000001,null,2.9,4.0999999999999996,55,11.089000000000002]
[36,60,0,13.180000000000001,null,2.9,4.2,55,11.188000000000002]
[36,61,0,13.180000000000001,null,2.9,4.3,55,11.287000000000003]
[36,62,0,13.180000000000001,null,2.9,4.4000000000000004,55,11.386000000000003]
[36,63,0,13.180000000000001,null,2.9,4.5,55,11.485000000000003]
[36,64,0,13.180000000000001,null,2.9,4.5999999999999996,55,11.584000000000003]
[36,65,0,13.180000000000001,null,2.9,4.7,55,11.683000000000003]
[36,66,0,13.180000000000001,null,2.9,4.8,55,11.782000000000004]
[36,67,0,13.180000000000001,null,2.9,4.9000000000000004,55,11.881000000000004]
[36,68,0,13.180000000000001,null,2.9,5,55,11.979999999999997]
[36,69,0,13.180000000000001,null,2.9,5.0999999999999996,55,12.039999999999997]
[36,70,0,13.180000000000001,null,2.9,5.2,55,12.099999999999998]
[36,71,0,13.180000000000001,null,2.9,5.3,55,12.159999999999998]
[36,72,0,13.180000000000001,null,2.9,5.4,55,12.219999999999999]
[36,73,0,13.180000000000001,null,2.9,5.5,55,12.28]
[36,74,0,13.180000000000001,null,2.9,5.6,55,12.34]
[36,75,0,13.180000000000001,null,2.9,5.7,55,12.4]
[36,76,0,13.180000000000001,null,2.9,5.8,55,12.46]
[36,77,0,13.180000000000001,null,2.9,5.9,55,12.520000000000001]
[36,78,0,13.180000000000001,null,2.9,6,55,12.580000000000002]
[36,79,0,13.180000000000001,null,2.9,6.1,55,12.640000000000002]
[36,80,0,13.180000000000001,null,2.9,6.2,55,12.700000000000003]
[36,81,0,13.180000000000001,null,2.9,6.3,55,12.760000000000003]
[36,82,0,13.180000000000001,null,2.9,6.4,55,12.820000000000004]
[36,83,0,13.180000000000001,null,2.9,6.5,55,12.880000000000004]
[36,84,0,13.180000000000001,null,2.9,6.6,55,12.940000000000005]
[36,85,0,13.180000000000001,null,2.9,6.7,55,13.000000000000005]
[36,86,0,13.180000000000001,null,2.9,6.8,55,13.060000000000006]
[36,87,0,13.180000000000001,null,2.9,6.9,55,13.120000000000006]
[36,88,0,13.180000000000001,null,2.9,7,55,13.179999999999996]
[36,89,0,13.180000000000001,null,2.9,7.1,55,13.230499999999996]
[36,90,0,13.180000000000001,null,2.9,7.2,55,13.280999999999995]
[36,91,0,13.180000000000001,null,2.9,7.3,55,13.331499999999995]
[36,92,0,13.180000000000001,null,2.9,7.4,55,13.381999999999994]
[36,93,0,13.180000000000001,null,2.9,7.5,55,13.432499999999994]
[36,94,0,13.180000000000001,null,2.9,7.6,55,13.482999999999993]
[36,95,0,13.180000000000001,null,2.9,7.7,55,13.533499999999993]
[36,96,0,13.180000000000001,null,2.9,7.8,55,13.583999999999993]
[36,97,0,13.180000000000001,null,2.9,7.9,55,13.634499999999992]
[36,98,0,13.180000000000001,null,2.9,8,55,13.684999999999992]
[36,99,0,13.180000000000001,null,2.9,8.1,55,13.735499999999991]
[36,100,0,13.180000000000001,null,2.9,8.1999999999999993,55,13.785999999999991]
[36,101,0,13.180000000000001,null,2.9,8.3000000000000007,55,13.83649999999999]
[36,102,0,13.180000000000001,null,2.9,8.4,55,13.88699999999999]
[36,103,0,13.180000000000001,null,2.9,8.5000000000000107,55,13.937499999999989]
[36,104,0,13.180000000000001,null,2.9,8.6,55,13.987999999999989]
[36,105,0,13.180000000000001,null,2.9,8.6999999999999993,55,14.038499999999988]
[36,106,0,13.180000000000001,null,2.9,8.8000000000000096,55,14.088999999999988]
[36,107,0,13.180000000000001,null,2.9,8.9000000000000092,55,14.139499999999988]
[36,108,0,13.180000000000001,null,2.9,9.0000000000000107,55,14.189999999999998]
[36,109,0,13.180000000000001,null,2.9,9.1,55,14.299999999999997]
[36,110,0,13.180000000000001,null,2.9,9.2000000000000099,55,14.409999999999997]
[36,111,0,13.180000000000001,null,2.9,9.3000000000000096,55,14.519999999999996]
[36,112,0,13.180000000000001,null,2.9,9.4000000000000092,55,14.629999999999995]
[36,113,0,13.180000000000001,null,2.9,9.5000000000000107,55,14.739999999999995]
[36,114,0,13.180000000000001,null,2.9,9.6000000000000103,55,14.849999999999994]
[36,115,0,13.180000000000001,null,2.9,9.7000000000000099,55,14.959999999999994]
[36,116,0,13.180000000000001,null,2.9,9.8000000000000096,55,15.069999999999993]
[36,117,0,13.180000000000001,null,2.9,9.9000000000000092,55,15.179999999999993]
[36,118,0,13.180000000000001,null,2.9,10,55,15.289999999999997]
[36,119,0,13.180000000000001,null,3,3,55,10]
[36,120,0,13.180000000000001,null,3,3.1,55,10.1]
[36,121,0,13.180000000000001,null,3,3.2,55,10.199999999999999]
[36,122,0,13.180000000000001,null,3,3.3,55,10.299999999999999]
[36,123,0,13.180000000000001,null,3,3.4,55,10.399999999999999]
[36,124,0,13.180000000000001,null,3,3.5,55,10.499999999999998]
[36,125,0,13.180000000000001,null,3,3.6,55,10.599999999999998]
[36,126,0,13.180000000000001,null,3,3.7,55,10.699999999999998]
[36,127,0,13.180000000000001,null,3,3.8,55,10.799999999999997]
[36,128,0,13.180000000000001,null,3,3.9,55,10.899999999999997]
[36,129,0,13.180000000000001,null,3,4,55,10.999999999999996]
[36,130,0,13.180000000000001,null,3,4.0999999999999996,55,11.099999999999996]
[36,131,0,13.180000000000001,null,3,4.2,55,11.199999999999996]
[36,132,0,13.180000000000001,null,3,4.3,55,11.299999999999995]
[36,133,0,13.180000000000001,null,3,4.4000000000000004,55,11.399999999999995]
[36,134,0,13.180000000000001,null,3,4.5,55,11.499999999999995]
[36,135,0,13.180000000000001,null,3,4.5999999999999996,55,11.599999999999994]
[36,136,0,13.180000000000001,null,3,4.7,55,11.699999999999994]
[36,137,0,13.180000000000001,null,3,4.8,55,11.799999999999994]
[36,138,0,13.180000000000001,null,3,4.9000000000000004,55,11.899999999999993]
[36,139,0,13.180000000000001,null,3,5,55,12]
[36,140,0,13.180000000000001,null,3,5.0999999999999996,55,12.06]
[36,141,0,13.180000000000001,null,3,5.2,55,12.120000000000001]
[36,142,0,13.180000000000001,null,3,5.3,55,12.180000000000001]
[36,143,0,13.180000000000001,null,3,5.4,55,12.240000000000002]
[36,144,0,13.180000000000001,null,3,5.5,55,12.300000000000002]
[36,145,0,13.180000000000001,null,3,5.6,55,12.360000000000003]
[36,146,0,13.180000000000001,null,3,5.7,55,12.420000000000003]
[36,147,0,13.180000000000001,null,3,5.8,55,12.480000000000004]
[36,148,0,13.180000000000001,null,3,5.9,55,12.540000000000004]
[36,149,0,13.180000000000001,null,3,6,55,12.600000000000005]
[36,150,0,13.180000000000001,null,3,6.1,55,12.660000000000005]
[37,45,0,13.193333333333335,null,3,6.2,55,12.720000000000006]
[37,46,0,13.193333333333335,null,3,6.3,55,12.780000000000006]
[37,47,0,13.193333333333335,null,3,6.4,55,12.840000000000007]
[37,48,0,13.193333333333335,null,3,6.5,55,12.900000000000007]
[37,49,0,13.193333333333335,null,3,6.6,55,12.960000000000008]
[37,50,0,13.193333333333335,null,3,6.7,55,13.020000000000008]
[37,51,0,13.193333333333335,null,3,6.8,55,13.080000000000009]
[37,52,0,13.193333333333335,null,3,6.9,55,13.140000000000009]
[37,53,0,13.193333333333335,null,3,7,55,13.2]
[37,54,0,13.193333333333335,null,3,7.1,55,13.25]
[37,55,0,13.193333333333335,null,3,7.2,55,13.3]
[37,56,0,13.193333333333335,null,3,7.3,55,13.350000000000001]
[37,57,0,13.193333333333335,null,3,7.4,55,13.400000000000002]
[37,58,0,13.193333333333335,null,3,7.5,55,13.450000000000003]
[37,59,0,13.193333333333335,null,3,7.6,55,13.500000000000004]
[37,60,0,13.193333333333335,null,3,7.7,55,13.550000000000004]
[37,61,0,13.193333333333335,null,3,7.8,55,13.600000000000005]
[37,62,0,13.193333333333335,null,3,7.9,55,13.650000000000006]
[37,63,0,13.193333333333335,null,3,8,55,13.700000000000006]
[37,64,0,13.193333333333335,null,3,8.1,55,13.750000000000007]
[37,65,0,13.193333333333335,null,3,8.1999999999999993,55,13.800000000000008]
[37,66,0,13.193333333333335,null,3,8.3000000000000007,55,13.850000000000009]
[37,67,0,13.193333333333335,null,3,8.4,55,13.900000000000009]
[37,68,0,13.193333333333335,null,3,8.5000000000000107,55,13.95000000000001]
[37,69,0,13.193333333333335,null,3,8.6,55,14.000000000000011]
[37,70,0,13.193333333333335,null,3,8.6999999999999993,55,14.050000000000011]
[37,71,0,13.193333333333335,null,3,8.8000000000000096,55,14.100000000000012]
[37,72,0,13.193333333333335,null,3,8.9000000000000092,55,14.150000000000013]
[37,73,0,13.193333333333335,null,3,9.0000000000000107,55,14.2]
[37,74,0,13.193333333333335,null,3,9.1,55,14.309999999999999]
[37,75,0,13.193333333333335,null,3,9.2000000000000099,55,14.419999999999998]
[37,76,0,13.193333333333335,null,3,9.3000000000000096,55,14.529999999999998]
[37,77,0,13.193333333333335,null,3,9.4000000000000092,55,14.639999999999997]
[37,78,0,13.193333333333335,null,3,9.5000000000000107,55,14.749999999999996]
[37,79,0,13.193333333333335,null,3,9.6000000000000103,55,14.859999999999996]
[37,80,0,13.193333333333335,null,3,9.7000000000000099,55,14.969999999999995]
[37,81,0,13.193333333333335,null,3,9.8000000000000096,55,15.079999999999995]
[37,82,0,13.193333333333335,null,3,9.9000000000000092,55,15.189999999999994]
[37,83,0,13.193333333333335,null,3,10,55,15.3]
[37,84,0,13.193333333333335,null,3.1,3,55,10.02]
[37,85,0,13.193333333333335,null,3.1,3.1,55,10.1195]
[37,86,0,13.193333333333335,null,3.1,3.2,55,10.219000000000001]
[37,87,0,13.193333333333335,null,3.1,3.3,55,10.318500000000002]
[37,88,0,13.193333333333335,null,3.1,3.4,55,10.418000000000003]
[37,89,0,13.193333333333335,null,3.1,3.5,55,10.517500000000004]
[37,90,0,13.193333333333335,null,3.1,3.6,55,10.617000000000004]
[37,91,0,13.193333333333335,null,3.1,3.7,55,10.716500000000005]
[37,92,0,13.193333333333335,null,3.1,3.8,55,10.816000000000006]
[37,93,0,13.193333333333335,null,3.1,3.9,55,10.915500000000007]
[37,94,0,13.193333333333335,null,3.1,4,55,11.015000000000008]
[37,95,0,13.193333333333335,null,3.1,4.0999999999999996,55,11.114500000000008]
[37,96,0,13.193333333333335,null,3.1,4.2,55,11.214000000000009]
[37,97,0,13.193333333333335,null,3.1,4.3,55,11.31350000000001]
[37,98,0,13.193333333333335,null,3.1,4.4000000000000004,55,11.413000000000011]
[37,99,0,13.193333333333335,null,3.1,4.5,55,11.512500000000012]
[37,100,0,13.193333333333335,null,3.1,4.5999999999999996,55,11.612000000000013]
[37,101,0,13.193333333333335,null,3.1,4.7,55,11.711500000000013]
[37,102,0,13.193333333333335,null,3.1,4.8,55,11.811000000000014]
[37,103,0,13.193333333333335,null,3.1,4.9000000000000004,55,11.910500000000015]
[37,104,0,13.193333333333335,null,3.1,5,55,12.01]
[37,105,0,13.193333333333335,null,3.1,5.0999999999999996,55,12.073499999999999]
[37,106,0,13.193333333333335,null,3.1,5.2,55,12.136999999999999]
[37,107,0,13.193333333333335,null,3.1,5.3,55,12.200499999999998]
[37,108,0,13.193333333333335,null,3.1,5.4,55,12.263999999999998]
[37,109,0,13.193333333333335,null,3.1,5.5,55,12.327499999999997]
[37,110,0,13.193333333333335,null,3.1,5.6,55,12.390999999999996]
[37,111,0,13.193333333333335,null,3.1,5.7,55,12.454499999999996]
[37,112,0,13.193333333333335,null,3.1,5.8,55,12.517999999999995]
[37,113,0,13.193333333333335,null,3.1,5.9,55,12.581499999999995]
[37,114,0,13.193333333333335,null,3.1,6,55,12.644999999999994]
[37,115,0,13.193333333333335,null,3.1,6.1,55,12.708499999999994]
[37,116,0,13.193333333333335,null,3.1,6.2,55,12.771999999999993]
[37,117,0,13.193333333333335,null,3.1,6.3,55,12.835499999999993]
[37,118,0,13.193333333333335,null,3.1,6.4,55,12.898999999999992]
[37,119,0,13.193333333333335,null,3.1,6.5,55,12.962499999999991]
[37,120,0,13.193333333333335,null,3.1,6.6,55,13.025999999999991]
[37,121,0,13.193333333333335,null,3.1,6.7,55,13.08949999999999]
[37,122,0,13.193333333333335,null,3.1,6.8,55,13.15299999999999]
[37,123,0,13.193333333333335,null,3.1,6.9,55,13.216499999999989]
[37,124,0,13.193333333333335,null,3.1,7,55,13.28]
[37,125,0,13.193333333333335,null,3.1,7.1,55,13.326499999999999]
[37,126,0,13.193333333333335,null,3.1,7.2,55,13.372999999999999]
[37,127,0,13.193333333333335,null,3.1,7.3,55,13.419499999999999]
[37,128,0,13.193333333333335,null,3.1,7.4,55,13.465999999999999]
[37,129,0,13.193333333333335,null,3.1,7.5,55,13.512499999999999]
[37,130,0,13.193333333333335,null,3.1,7.6,55,13.558999999999999]
[37,131,0,13.193333333333335,null,3.1,7.7,55,13.605499999999999]
[37,132,0,13.193333333333335,null,3.1,7.8,55,13.651999999999999]
[37,133,0,13.193333333333335,null,3.1,7.9,55,13.698499999999999]
[37,134,0,13.193333333333335,null,3.1,8,55,13.744999999999999]
[37,135,0,13.193333333333335,null,3.1,8.1,55,13.791499999999999]
[37,136,0,13.193333333333335,null,3.1,8.1999999999999993,55,13.837999999999999]
[37,137,0,13.193333333333335,null,3.1,8.3000000000000007,55,13.884499999999999]
[37,138,0,13.193333333333335,null,3.1,8.4,55,13.930999999999999]
[37,139,0,13.193333333333335,null,3.1,8.5000000000000107,55,13.977499999999999]
[37,140,0,13.193333333333335,null,3.1,8.6,55,14.023999999999999]
[37,141,0,13.193333333333335,null,3.1,8.6999999999999993,55,14.070499999999999]
[37,142,0,13.193333333333335,null,3.1,8.8000000000000096,55,14.116999999999999]
[37,143,0,13.193333333333335,null,3.1,8.9000000000000092,55,14.163499999999999]
[37,144,0,13.193333333333335,null,3.1,9.0000000000000107,55,14.209999999999999]
[37,145,0,13.193333333333335,null,3.1,9.1,55,14.321999999999999]
[37,146,0,13.193333333333335,null,3.1,9.2000000000000099,55,14.433999999999999]
[37,147,0,13.193333333333335,null,3.1,9.3000000000000096,55,14.545999999999999]
[37,148,0,13.193333333333335,null,3.1,9.4000000000000092,55,14.657999999999999]
[37,149,0,13.193333333333335,null,3.1,9.5000000000000107,55,14.77]
[37,150,0,13.193333333333335,null,3.1,9.6000000000000103,55,14.882]
[38,45,0,13.206666666666669,null,3.1,9.7000000000000099,55,14.994]
[38,46,0,13.206666666666669,null,3.1,9.8000000000000096,55,15.106]
[38,47,0,13.206666666666669,null,3.1,9.9000000000000092,55,15.218]
[38,48,0,13.206666666666669,null,3.1,10,55,15.33]
[38,49,0,13.206666666666669,null,3.2,3,55,10.039999999999999]
[38,50,0,13.206666666666669,null,3.2,3.1,55,10.138999999999999]
[38,51,0,13.206666666666669,null,3.2,3.2,55,10.238]
[38,52,0,13.206666666666669,null,3.2,3.3,55,10.337]
[38,53,0,13.206666666666669,null,3.2,3.4,55,10.436]
[38,54,0,13.206666666666669,null,3.2,3.5,55,10.535]
[38,55,0,13.206666666666669,null,3.2,3.6,55,10.634]
[38,56,0,13.206666666666669,null,3.2,3.7,55,10.733000000000001]
[38,57,0,13.206666666666669,null,3.2,3.8,55,10.832000000000001]
[38,58,0,13.206666666666669,null,3.2,3.9,55,10.931000000000001]
[38,59,0,13.206666666666669,null,3.2,4,55,11.030000000000001]
[38,60,0,13.206666666666669,null,3.2,4.0999999999999996,55,11.129000000000001]
[38,61,0,13.206666666666669,null,3.2,4.2,55,11.228000000000002]
[38,62,0,13.206666666666669,null,3.2,4.3,55,11.327000000000002]
[38,63,0,13.206666666666669,null,3.2,4.4000000000000004,55,11.426000000000002]
[38,64,0,13.206666666666669,null,3.2,4.5,55,11.525000000000002]
[38,65,0,13.206666666666669,null,3.2,4.5999999999999996,55,11.624000000000002]
[38,66,0,13.206666666666669,null,3.2,4.7,55,11.723000000000003]
[38,67,0,13.206666666666669,null,3.2,4.8,55,11.822000000000003]
[38,68,0,13.206666666666669,null,3.2,4.9000000000000004,55,11.921000000000003]
[38,69,0,13.206666666666669,null,3.2,5,55,12.02]
[38,70,0,13.206666666666669,null,3.2,5.0999999999999996,55,12.087]
[38,71,0,13.206666666666669,null,3.2,5.2,55,12.154]
[38,72,0,13.206666666666669,null,3.2,5.3,55,12.221]
[38,73,0,13.206666666666669,null,3.2,5.4,55,12.288]
[38,74,0,13.206666666666669,null,3.2,5.5,55,12.355]
[38,75,0,13.206666666666669,null,3.2,5.6,55,12.422000000000001]
[38,76,0,13.206666666666669,null,3.2,5.7,55,12.489000000000001]
[38,77,0,13.206666666666669,null,3.2,5.8,55,12.556000000000001]
[38,78,0,13.206666666666669,null,3.2,5.9,55,12.623000000000001]
[38,79,0,13.206666666666669,null,3.2,6,55,12.690000000000001]
[38,80,0,13.206666666666669,null,3.2,6.1,55,12.757000000000001]
[38,81,0,13.206666666666669,null,3.2,6.2,55,12.824000000000002]
[38,82,0,13.206666666666669,null,3.2,6.3,55,12.891000000000002]
[38,83,0,13.206666666666669,null,3.2,6.4,55,12.958000000000002]
[38,84,0,13.206666666666669,null,3.2,6.5,55,13.025000000000002]
[38,85,0,13.206666666666669,null,3.2,6.6,55,13.092000000000002]
[38,86,0,13.206666666666669,null,3.2,6.7,55,13.159000000000002]
[38,87,0,13.206666666666669,null,3.2,6.8,55,13.226000000000003]
[38,88,0,13.206666666666669,null,3.2,6.9,55,13.293000000000003]
[38,89,0,13.206666666666669,null,3.2,7,55,13.36]
[38,90,0,13.206666666666669,null,3.2,7.1,55,13.402999999999999]
[38,91,0,13.206666666666669,null,3.2,7.2,55,13.445999999999998]
[38,92,0,13.206666666666669,null,3.2,7.3,55,13.488999999999997]
[38,93,0,13.206666666666669,null,3.2,7.4,55,13.531999999999996]
[38,94,0,13.206666666666669,null,3.2,7.5,55,13.574999999999996]
[38,95,0,13.206666666666669,null,3.2,7.6,55,13.617999999999995]
[38,96,0,13.206666666666669,null,3.2,7.7,55,13.660999999999994]
[38,97,0,13.206666666666669,null,3.2,7.8,55,13.703999999999994]
[38,98,0,13.206666666666669,null,3.2,7.9,55,13.746999999999993]
[38,99,0,13.206666666666669,null,3.2,8,55,13.789999999999992]
[38,100,0,13.206666666666669,null,3.2,8.1,55,13.832999999999991]
[38,101,0,13.206666666666669,null,3.2,8.1999999999999993,55,13.875999999999991]
[38,102,0,13.206666666666669,null,3.2,8.3000000000000007,55,13.91899999999999]
[38,103,0,13.206666666666669,null,3.2,8.4,55,13.961999999999989]
[38,104,0,13.206666666666669,null,3.2,8.5000000000000107,55,14.004999999999988]
[38,105,0,13.206666666666669,null,3.2,8.6,55,14.047999999999988]
[38,106,0,13.206666666666669,null,3.2,8.6999999999999993,55,14.090999999999987]
[38,107,0,13.206666666666669,null,3.2,8.8000000000000096,55,14.133999999999986]
[38,108,0,13.206666666666669,null,3.2,8.9000000000000092,55,14.176999999999985]
[38,109,0,13.206666666666669,null,3.2,9.0000000000000107,55,14.219999999999999]
[38,110,0,13.206666666666669,null,3.2,9.1,55,14.334]
[38,111,0,13.206666666666669,null,3.2,9.2000000000000099,55,14.448]
[38,112,0,13.206666666666669,null,3.2,9.3000000000000096,55,14.562000000000001]
[38,113,0,13.206666666666669,null,3.2,9.4000000000000092,55,14.676000000000002]
[38,114,0,13.206666666666669,null,3.2,9.5000000000000107,55,14.790000000000003]
[38,115,0,13.206666666666669,null,3.2,9.6000000000000103,55,14.904000000000003]
[38,116,0,13.206666666666669,null,3.2,9.7000000000000099,55,15.018000000000004]
[38,117,0,13.206666666666669,null,3.2,9.8000000000000096,55,15.132000000000005]
[38,118,0,13.206666666666669,null,3.2,9.9000000000000092,55,15.246000000000006]
[38,119,0,13.206666666666669,null,3.2,10,55,15.36]
[38,120,0,13.206666666666669,null,3.3,3,55,10.059999999999999]
[38,121,0,13.206666666666669,null,3.3,3.1,55,10.158499999999998]
[38,122,0,13.206666666666669,null,3.3,3.2,55,10.256999999999998]
[38,123,0,13.206666666666669,null,3.3,3.3,55,10.355499999999997]
[38,124,0,13.206666666666669,null,3.3,3.4,55,10.453999999999997]
[38,125,0,13.206666666666669,null,3.3,3.5,55,10.552499999999997]
[38,126,0,13.206666666666669,null,3.3,3.6,55,10.650999999999996]
[38,127,0,13.206666666666669,null,3.3,3.7,55,10.749499999999996]
[38,128,0,13.206666666666669,null,3.3,3.8,55,10.847999999999995]
[38,129,0,13.206666666666669,null,3.3,3.9,55,10.946499999999995]
[38,130,0,13.206666666666669,null,3.3,4,55,11.044999999999995]
[38,131,0,13.206666666666669,null,3.3,4.0999999999999996,55,11.143499999999994]
[38,132,0,13.206666666666669,null,3.3,4.2,55,11.241999999999994]
[38,133,0,13.206666666666669,null,3.3,4.3,55,11.340499999999993]
[38,134,0,13.206666666666669,null,3.3,4.4000000000000004,55,11.438999999999993]
[38,135,0,13.206666666666669,null,3.3,4.5,55,11.537499999999993]
[38,136,0,13.206666666666669,null,3.3,4.5999999999999996,55,11.635999999999992]
[38,137,0,13.206666666666669,null,3.3,4.7,55,11.734499999999992]
[38,138,0,13.206666666666669,null,3.3,4.8,55,11.832999999999991]
[38,139,0,13.206666666666669,null,3.3,4.9000000000000004,55,11.931499999999991]
[38,140,0,13.206666666666669,null,3.3,5,55,12.03]
[38,141,0,13.206666666666669,null,3.3,5.0999999999999996,55,12.1005]
[38,142,0,13.206666666666669,null,3.3,5.2,55,12.170999999999999]
[38,143,0,13.206666666666669,null,3.3,5.3,55,12.241499999999998]
[38,144,0,13.206666666666669,null,3.3,5.4,55,12.311999999999998]
[38,145,0,13.206666666666669,null,3.3,5.5,55,12.382499999999997]
[38,146,0,13.206666666666669,null,3.3,5.6,55,12.452999999999996]
[38,147,0,13.206666666666669,null,3.3,5.7,55,12.523499999999995]
[38,148,0,13.206666666666669,null,3.3,5.8,55,12.593999999999994]
[38,149,0,13.206666666666669,null,3.3,5.9,55,12.664499999999993]
[38,150,0,13.206666666666669,null,3.3,6,55,12.734999999999992]
[39,45,0,13.220000000000002,null,3.3,6.1,55,12.805499999999991]
[39,46,0,13.220000000000002,null,3.3,6.2,55,12.875999999999991]
[39,47,0,13.220000000000002,null,3.3,6.3,55,12.94649999999999]
[39,48,0,13.220000000000002,null,3.3,6.4,55,13.016999999999989]
[39,49,0,13.220000000000002,null,3.3,6.5,55,13.087499999999988]
[39,50,0,13.220000000000002,null,3.3,6.6,55,13.157999999999987]
[39,51,0,13.220000000000002,null,3.3,6.7,55,13.228499999999986]
[39,52,0,13.220000000000002,null,3.3,6.8,55,13.298999999999985]
[39,53,0,13.220000000000002,null,3.3,6.9,55,13.369499999999984]
[39,54,0,13.220000000000002,null,3.3,7,55,13.44]
[39,55,0,13.220000000000002,null,3.3,7.1,55,13.4795]
[39,56,0,13.220000000000002,null,3.3,7.2,55,13.519]
[39,57,0,13.220000000000002,null,3.3,7.3,55,13.5585]
[39,58,0,13.220000000000002,null,3.3,7.4,55,13.598000000000001]
[39,59,0,13.220000000000002,null,3.3,7.5,55,13.637500000000001]
[39,60,0,13.220000000000002,null,3.3,7.6,55,13.677000000000001]
[39,61,0,13.220000000000002,null,3.3,7.7,55,13.716500000000002]
[39,62,0,13.220000000000002,null,3.3,7.8,55,13.756000000000002]
[39,63,0,13.220000000000002,null,3.3,7.9,55,13.795500000000002]
[39,64,0,13.220000000000002,null,3.3,8,55,13.835000000000003]
[39,65,0,13.220000000000002,null,3.3,8.1,55,13.874500000000003]
[39,66,0,13.220000000000002,null,3.3,8.1999999999999993,55,13.914000000000003]
[39,67,0,13.220000000000002,null,3.3,8.3000000000000007,55,13.953500000000004]
[39,68,0,13.220000000000002,null,3.3,8.4,55,13.993000000000004]
[39,69,0,13.220000000000002,null,3.3,8.5000000000000107,55,14.032500000000004]
[39,70,0,13.220000000000002,null,3.3,8.6,55,14.072000000000005]
[39,71,0,13.220000000000002,null,3.3,8.6999999999999993,55,14.111500000000005]
[39,72,0,13.220000000000002,null,3.3,8.8000000000000096,55,14.151000000000005]
[39,73,0,13.220000000000002,null,3.3,8.9000000000000092,55,14.190500000000005]
[39,74,0,13.220000000000002,null,3.3,9.0000000000000107,55,14.229999999999999]
[39,75,0,13.220000000000002,null,3.3,9.1,55,14.345999999999998]
[39,76,0,13.220000000000002,null,3.3,9.2000000000000099,55,14.461999999999998]
[39,77,0,13.220000000000002,null,3.3,9.3000000000000096,55,14.577999999999998]
[39,78,0,13.220000000000002,null,3.3,9.4000000000000092,55,14.693999999999997]
[39,79,0,13.220000000000002,null,3.3,9.5000000000000107,55,14.809999999999997]
[39,80,0,13.220000000000002,null,3.3,9.6000000000000103,55,14.925999999999997]
[39,81,0,13.220000000000002,null,3.3,9.7000000000000099,55,15.041999999999996]
[39,82,0,13.220000000000002,null,3.3,9.8000000000000096,55,15.157999999999996]
[39,83,0,13.220000000000002,null,3.3,9.9000000000000092,55,15.273999999999996]
[39,84,0,13.220000000000002,null,3.3,10,55,15.389999999999999]
[39,85,0,13.220000000000002,null,3.4,3,55,10.079999999999998]
[39,86,0,13.220000000000002,null,3.4,3.1,55,10.177999999999999]
[39,87,0,13.220000000000002,null,3.4,3.2,55,10.276]
[39,88,0,13.220000000000002,null,3.4,3.3,55,10.374000000000001]
[39,89,0,13.220000000000002,null,3.4,3.4,55,10.472000000000001]
[39,90,0,13.220000000000002,null,3.4,3.5,55,10.570000000000002]
[39,91,0,13.220000000000002,null,3.4,3.6,55,10.668000000000003]
[39,92,0,13.220000000000002,null,3.4,3.7,55,10.766000000000004]
[39,93,0,13.220000000000002,null,3.4,3.8,55,10.864000000000004]
[39,94,0,13.220000000000002,null,3.4,3.9,55,10.962000000000005]
[39,95,0,13.220000000000002,null,3.4,4,55,11.060000000000006]
[39,96,0,13.220000000000002,null,3.4,4.0999999999999996,55,11.158000000000007]
[39,97,0,13.220000000000002,null,3.4,4.2,55,11.256000000000007]
[39,98,0,13.220000000000002,null,3.4,4.3,55,11.354000000000008]
[39,99,0,13.220000000000002,null,3.4,4.4000000000000004,55,11.452000000000009]
[39,100,0,13.220000000000002,null,3.4,4.5,55,11.55000000000001]
[39,101,0,13.220000000000002,null,3.4,4.5999999999999996,55,11.64800000000001]
[39,102,0,13.220000000000002,null,3.4,4.7,55,11.746000000000011]
[39,103,0,13.220000000000002,null,3.4,4.8,55,11.844000000000012]
[39,104,0,13.220000000000002,null,3.4,4.9000000000000004,55,11.942000000000013]
[39,105,0,13.220000000000002,null,3.4,5,55,12.04]
[39,106,0,13.220000000000002,null,3.4,5.0999999999999996,55,12.113999999999999]
[39,107,0,13.220000000000002,null,3.4,5.2,55,12.187999999999999]
[39,108,0,13.220000000000002,null,3.4,5.3,55,12.261999999999999]
[39,109,0,13.220000000000002,null,3.4,5.4,55,12.335999999999999]
[39,110,0,13.220000000000002,null,3.4,5.5,55,12.409999999999998]
[39,111,0,13.220000000000002,null,3.4,5.6,55,12.483999999999998]
[39,112,0,13.220000000000002,null,3.4,5.7,55,12.557999999999998]
[39,113,0,13.220000000000002,null,3.4,5.8,55,12.631999999999998]
[39,114,0,13.220000000000002,null,3.4,5.9,55,12.705999999999998]
[39,115,0,13.220000000000002,null,3.4,6,55,12.779999999999998]
[39,116,0,13.220000000000002,null,3.4,6.1,55,12.853999999999997]
[39,117,0,13.220000000000002,null,3.4,6.2,55,12.927999999999997]
[39,118,0,13.220000000000002,null,3.4,6.3,55,13.001999999999997]
[39,119,0,13.220000000000002,null,3.4,6.4,55,13.075999999999997]
[39,120,0,13.220000000000002,null,3.4,6.5,55,13.149999999999997]
[39,121,0,13.220000000000002,null,3.4,6.6,55,13.223999999999997]
[39,122,0,13.220000000000002,null,3.4,6.7,55,13.297999999999996]
[39,123,0,13.220000000000002,null,3.4,6.8,55,13.371999999999996]
[39,124,0,13.220000000000002,null,3.4,6.9,55,13.445999999999996]
[39,125,0,13.220000000000002,null,3.4,7,55,13.52]
[39,126,0,13.220000000000002,null,3.4,7.1,55,13.555999999999999]
[39,127,0,13.220000000000002,null,3.4,7.2,55,13.591999999999999]
[39,128,0,13.220000000000002,null,3.4,7.3,55,13.627999999999998]
[39,129,0,13.220000000000002,null,3.4,7.4,55,13.663999999999998]
[39,130,0,13.220000000000002,null,3.4,7.5,55,13.699999999999998]
[39,131,0,13.220000000000002,null,3.4,7.6,55,13.735999999999997]
[39,132,0,13.220000000000002,null,3.4,7.7,55,13.771999999999997]
[39,133,0,13.220000000000002,null,3.4,7.8,55,13.807999999999996]
[39,134,0,13.220000000000002,null,3.4,7.9,55,13.843999999999996]
[39,135,0,13.220000000000002,null,3.4,8,55,13.879999999999995]
[39,136,0,13.220000000000002,null,3.4,8.1,55,13.915999999999995]
[39,137,0,13.220000000000002,null,3.4,8.1999999999999993,55,13.951999999999995]
[39,138,0,13.220000000000002,null,3.4,8.3000000000000007,55,13.987999999999994]
[39,139,0,13.220000000000002,null,3.4,8.4,55,14.023999999999994]
[39,140,0,13.220000000000002,null,3.4,8.5000000000000107,55,14.059999999999993]
[39,141,0,13.220000000000002,null,3.4,8.6,55,14.095999999999993]
[39,142,0,13.220000000000002,null,3.4,8.6999999999999993,55,14.131999999999993]
[39,143,0,13.220000000000002,null,3.4,8.8000000000000096,55,14.167999999999992]
[39,144,0,13.220000000000002,null,3.4,8.9000000000000092,55,14.203999999999992]
[39,145,0,13.220000000000002,null,3.4,9.0000000000000107,55,14.239999999999998]
[39,146,0,13.220000000000002,null,3.4,9.1,55,14.357999999999999]
[39,147,0,13.220000000000002,null,3.4,9.2000000000000099,55,14.475999999999999]
[39,148,0,13.220000000000002,null,3.4,9.3000000000000096,55,14.593999999999999]
[39,149,0,13.220000000000002,null,3.4,9.4000000000000092,55,14.712]
[39,150,0,13.220000000000002,null,3.4,9.5000000000000107,55,14.83]
[40,45,0,13.233333333333336,null,3.4,9.6000000000000103,55,14.948]
[40,46,0,13.233333333333336,null,3.4,9.7000000000000099,55,15.066000000000001]
[40,47,0,13.233333333333336,null,3.4,9.8000000000000096,55,15.184000000000001]
[40,48,0,13.233333333333336,null,3.4,9.9000000000000092,55,15.302000000000001]
[40,49,0,13.233333333333336,null,3.4,10,55,15.419999999999998]
[40,50,0,13.233333333333336,null,3.5,3,55,10.099999999999998]
[40,51,0,13.233333333333336,null,3.5,3.1,55,10.197499999999998]
[40,52,0,13.233333333333336,null,3.5,3.2,55,10.294999999999998]
[40,53,0,13.233333333333336,null,3.5,3.3,55,10.392499999999998]
[40,54,0,13.233333333333336,null,3.5,3.4,55,10.489999999999998]
[40,55,0,13.233333333333336,null,3.5,3.5,55,10.587499999999999]
[40,56,0,13.233333333333336,null,3.5,3.6,55,10.684999999999999]
[40,57,0,13.233333333333336,null,3.5,3.7,55,10.782499999999999]
[40,58,0,13.233333333333336,null,3.5,3.8,55,10.879999999999999]
[40,59,0,13.233333333333336,null,3.5,3.9,55,10.977499999999999]
[40,60,0,13.233333333333336,null,3.5,4,55,11.074999999999999]
[40,61,0,13.233333333333336,null,3.5,4.0999999999999996,55,11.172499999999999]
[40,62,0,13.233333333333336,null,3.5,4.2,55,11.27]
[40,63,0,13.233333333333336,null,3.5,4.3,55,11.3675]
[40,64,0,13.233333333333336,null,3.5,4.4000000000000004,55,11.465]
[40,65,0,13.233333333333336,null,3.5,4.5,55,11.5625]
[40,66,0,13.233333333333336,null,3.5,4.5999999999999996,55,11.66]
[40,67,0,13.233333333333336,null,3.5,4.7,55,11.7575]
[40,68,0,13.233333333333336,null,3.5,4.8,55,11.855]
[40,69,0,13.233333333333336,null,3.5,4.9000000000000004,55,11.952500000000001]
[40,70,0,13.233333333333336,null,3.5,5,55,12.049999999999999]
[40,71,0,13.233333333333336,null,3.5,5.0999999999999996,55,12.1275]
[40,72,0,13.233333333333336,null,3.5,5.2,55,12.205]
[40,73,0,13.233333333333336,null,3.5,5.3,55,12.282500000000001]
[40,74,0,13.233333333333336,null,3.5,5.4,55,12.360000000000001]
[40,75,0,13.233333333333336,null,3.5,5.5,55,12.437500000000002]
[40,76,0,13.233333333333336,null,3.5,5.6,55,12.515000000000002]
[40,77,0,13.233333333333336,null,3.5,5.7,55,12.592500000000003]
[40,78,0,13.233333333333336,null,3.5,5.8,55,12.670000000000003]
[40,79,0,13.233333333333336,null,3.5,5.9,55,12.747500000000004]
[40,80,0,13.233333333333336,null,3.5,6,55,12.825000000000005]
[40,81,0,13.233333333333336,null,3.5,6.1,55,12.902500000000005]
[40,82,0,13.233333333333336,null,3.5,6.2,55,12.980000000000006]
[40,83,0,13.233333333333336,null,3.5,6.3,55,13.057500000000006]
[40,84,0,13.233333333333336,null,3.5,6.4,55,13.135000000000007]
[40,85,0,13.233333333333336,null,3.5,6.5,55,13.212500000000007]
[40,86,0,13.233333333333336,null,3.5,6.6,55,13.290000000000008]
[40,87,0,13.233333333333336,null,3.5,6.7,55,13.367500000000009]
[40,88,0,13.233333333333336,null,3.5,6.8,55,13.445000000000009]
[40,89,0,13.233333333333336,null,3.5,6.9,55,13.52250000000001]
[40,90,0,13.233333333333336,null,3.5,7,55,13.6]
[40,91,0,13.233333333333336,null,3.5,7.1,55,13.6325]
[40,92,0,13.233333333333336,null,3.5,7.2,55,13.665000000000001]
[40,93,0,13.233333333333336,null,3.5,7.3,55,13.697500000000002]
[40,94,0,13.233333333333336,null,3.5,7.4,55,13.730000000000002]
[40,95,0,13.233333333333336,null,3.5,7.5,55,13.762500000000003]
[40,96,0,13.233333333333336,null,3.5,7.6,55,13.795000000000003]
[40,97,0,13.233333333333336,null,3.5,7.7,55,13.827500000000004]
[40,98,0,13.233333333333336,null,3.5,7.8,55,13.860000000000005]
[40,99,0,13.233333333333336,null,3.5,7.9,55,13.892500000000005]
[40,100,0,13.233333333333336,null,3.5,8,55,13.925000000000006]
[40,101,0,13.233333333333336,null,3.5,8.1,55,13.957500000000007]
[40,102,0,13.233333333333336,null,3.5,8.1999999999999993,55,13.990000000000007]
[40,103,0,13.233333333333336,null,3.5,8.3000000000000007,55,14.022500000000008]
[40,104,0,13.233333333333336,null,3.5,8.4,55,14.055000000000009]
[40,105,0,13.233333333333336,null,3.5,8.5000000000000107,55,14.087500000000009]
[40,106,0,13.233333333333336,null,3.5,8.6,55,14.12000000000001]
[40,107,0,13.233333333333336,null,3.5,8.6999999999999993,55,14.152500000000011]
[40,108,0,13.233333333333336,null,3.5,8.8000000000000096,55,14.185000000000011]
[40,109,0,13.233333333333336,null,3.5,8.9000000000000092,55,14.217500000000012]
[40,110,0,13.233333333333336,null,3.5,9.0000000000000107,55,14.249999999999998]
[40,111,0,13.233333333333336,null,3.5,9.1,55,14.369999999999997]
[40,112,0,13.233333333333336,null,3.5,9.2000000000000099,55,14.489999999999997]
[40,113,0,13.233333333333336,null,3.5,9.3000000000000096,55,14.609999999999996]
[40,114,0,13.233333333333336,null,3.5,9.4000000000000092,55,14.729999999999995]
[40,115,0,13.233333333333336,null,3.5,9.5000000000000107,55,14.849999999999994]
[40,116,0,13.233333333333336,null,3.5,9.6000000000000103,55,14.969999999999994]
[40,117,0,13.233333333333336,null,3.5,9.7000000000000099,55,15.089999999999993]
[40,118,0,13.233333333333336,null,3.5,9.8000000000000096,55,15.209999999999992]
[40,119,0,13.233333333333336,null,3.5,9.9000000000000092,55,15.329999999999991]
[40,120,0,13.233333333333336,null,3.5,10,55,15.449999999999998]
[40,121,0,13.233333333333336,null,3.6,3,55,10.119999999999997]
[40,122,0,13.233333333333336,null,3.6,3.1,55,10.216999999999997]
[40,123,0,13.233333333333336,null,3.6,3.2,55,10.313999999999997]
[40,124,0,13.233333333333336,null,3.6,3.3,55,10.410999999999996]
[40,125,0,13.233333333333336,null,3.6,3.4,55,10.507999999999996]
[40,126,0,13.233333333333336,null,3.6,3.5,55,10.604999999999995]
[40,127,0,13.233333333333336,null,3.6,3.6,55,10.701999999999995]
[40,128,0,13.233333333333336,null,3.6,3.7,55,10.798999999999994]
[40,129,0,13.233333333333336,null,3.6,3.8,55,10.895999999999994]
[40,130,0,13.233333333333336,null,3.6,3.9,55,10.992999999999993]
[40,131,0,13.233333333333336,null,3.6,4,55,11.089999999999993]
[40,132,0,13.233333333333336,null,3.6,4.0999999999999996,55,11.186999999999992]
[40,133,0,13.233333333333336,null,3.6,4.2,55,11.283999999999992]
[40,134,0,13.233333333333336,null,3.6,4.3,55,11.380999999999991]
[40,135,0,13.233333333333336,null,3.6,4.4000000000000004,55,11.477999999999991]
[40,136,0,13.233333333333336,null,3.6,4.5,55,11.57499999999999]
[40,137,0,13.233333333333336,null,3.6,4.5999999999999996,55,11.67199999999999]
[40,138,0,13.233333333333336,null,3.6,4.7,55,11.768999999999989]
[40,139,0,13.233333333333336,null,3.6,4.8,55,11.865999999999989]
[40,140,0,13.233333333333336,null,3.6,4.9000000000000004,55,11.962999999999989]
[40,141,0,13.233333333333336,null,3.6,5,55,12.059999999999999]
[40,142,0,13.233333333333336,null,3.6,5.0999999999999996,55,12.140999999999998]
[40,143,0,13.233333333333336,null,3.6,5.2,55,12.221999999999998]
[40,144,0,13.233333333333336,null,3.6,5.3,55,12.302999999999997]
[40,145,0,13.233333333333336,null,3.6,5.4,55,12.383999999999997]
[40,146,0,13.233333333333336,null,3.6,5.5,55,12.464999999999996]
[40,147,0,13.233333333333336,null,3.6,5.6,55,12.545999999999996]
[40,148,0,13.233333333333336,null,3.6,5.7,55,12.626999999999995]
[40,149,0,13.233333333333336,null,3.6,5.8,55,12.707999999999995]
[40,150,0,13.233333333333336,null,3.6,5.9,55,12.788999999999994]
[41,45,0,13.24666666666667,null,3.6,6,55,12.869999999999994]
[41,46,0,13.24666666666667,null,3.6,6.1,55,12.950999999999993]
[41,47,0,13.24666666666667,null,3.6,6.2,55,13.031999999999993]
[41,48,0,13.24666666666667,null,3.6,6.3,55,13.112999999999992]
[41,49,0,13.24666666666667,null,3.6,6.4,55,13.193999999999992]
[41,50,0,13.24666666666667,null,3.6,6.5,55,13.274999999999991]
[41,51,0,13.24666666666667,null,3.6,6.6,55,13.355999999999991]
[41,52,0,13.24666666666667,null,3.6,6.7,55,13.436999999999991]
[41,53,0,13.24666666666667,null,3.6,6.8,55,13.51799999999999]
[41,54,0,13.24666666666667,null,3.6,6.9,55,13.59899999999999]
[41,55,0,13.24666666666667,null,3.6,7,55,13.68]
[41,56,0,13.24666666666667,null,3.6,7.1,55,13.709]
[41,57,0,13.24666666666667,null,3.6,7.2,55,13.738]
[41,58,0,13.24666666666667,null,3.6,7.3,55,13.766999999999999]
[41,59,0,13.24666666666667,null,3.6,7.4,55,13.795999999999999]
[41,60,0,13.24666666666667,null,3.6,7.5,55,13.824999999999999]
[41,61,0,13.24666666666667,null,3.6,7.6,55,13.853999999999999]
[41,62,0,13.24666666666667,null,3.6,7.7,55,13.882999999999999]
[41,63,0,13.24666666666667,null,3.6,7.8,55,13.911999999999999]
[41,64,0,13.24666666666667,null,3.6,7.9,55,13.940999999999999]
[41,65,0,13.24666666666667,null,3.6,8,55,13.969999999999999]
[41,66,0,13.24666666666667,null,3.6,8.1,55,13.998999999999999]
[41,67,0,13.24666666666667,null,3.6,8.1999999999999993,55,14.027999999999999]
[41,68,0,13.24666666666667,null,3.6,8.3000000000000007,55,14.056999999999999]
[41,69,0,13.24666666666667,null,3.6,8.4,55,14.085999999999999]
[41,70,0,13.24666666666667,null,3.6,8.5000000000000107,55,14.114999999999998]
[41,71,0,13.24666666666667,null,3.6,8.6,55,14.143999999999998]
[41,72,0,13.24666666666667,null,3.6,8.6999999999999993,55,14.172999999999998]
[41,73,0,13.24666666666667,null,3.6,8.8000000000000096,55,14.201999999999998]
[41,74,0,13.24666666666667,null,3.6,8.9000000000000092,55,14.230999999999998]
[41,75,0,13.24666666666667,null,3.6,9.0000000000000107,55,14.259999999999998]
[41,76,0,13.24666666666667,null,3.6,9.1,55,14.381999999999998]
[41,77,0,13.24666666666667,null,3.6,9.2000000000000099,55,14.503999999999998]
[41,78,0,13.24666666666667,null,3.6,9.3000000000000096,55,14.625999999999998]
[41,79,0,13.24666666666667,null,3.6,9.4000000000000092,55,14.747999999999998]
[41,80,0,13.24666666666667,null,3.6,9.5000000000000107,55,14.869999999999997]
[41,81,0,13.24666666666667,null,3.6,9.6000000000000103,55,14.991999999999997]
[41,82,0,13.24666666666667,null,3.6,9.7000000000000099,55,15.113999999999997]
[41,83,0,13.24666666666667,null,3.6,9.8000000000000096,55,15.235999999999997]
[41,84,0,13.24666666666667,null,3.6,9.9000000000000092,55,15.357999999999997]
[41,85,0,13.24666666666667,null,3.6,10,55,15.479999999999997]
[41,86,0,13.24666666666667,null,3.7,3,55,10.139999999999997]
[41,87,0,13.24666666666667,null,3.7,3.1,55,10.236499999999998]
[41,88,0,13.24666666666667,null,3.7,3.2,55,10.332999999999998]
[41,89,0,13.24666666666667,null,3.7,3.3,55,10.429499999999999]
[41,90,0,13.24666666666667,null,3.7,3.4,55,10.526]
[41,91,0,13.24666666666667,null,3.7,3.5,55,10.6225]
[41,92,0,13.24666666666667,null,3.7,3.6,55,10.719000000000001]
[41,93,0,13.24666666666667,null,3.7,3.7,55,10.815500000000002]
[41,94,0,13.24666666666667,null,3.7,3.8,55,10.912000000000003]
[41,95,0,13.24666666666667,null,3.7,3.9,55,11.008500000000003]
[41,96,0,13.24666666666667,null,3.7,4,55,11.105000000000004]
[41,97,0,13.24666666666667,null,3.7,4.0999999999999996,55,11.201500000000005]
[41,98,0,13.24666666666667,null,3.7,4.2,55,11.298000000000005]
[41,99,0,13.24666666666667,null,3.7,4.3,55,11.394500000000006]
[41,100,0,13.24666666666667,null,3.7,4.4000000000000004,55,11.491000000000007]
[41,101,0,13.24666666666667,null,3.7,4.5,55,11.587500000000007]
[41,102,0,13.24666666666667,null,3.7,4.5999999999999996,55,11.684000000000008]
[41,103,0,13.24666666666667,null,3.7,4.7,55,11.780500000000009]
[41,104,0,13.24666666666667,null,3.7,4.8,55,11.87700000000001]
[41,105,0,13.24666666666667,null,3.7,4.9000000000000004,55,11.97350000000001]
[41,106,0,13.24666666666667,null,3.7,5,55,12.069999999999999]
[41,107,0,13.24666666666667,null,3.7,5.0999999999999996,55,12.154499999999999]
[41,108,0,13.24666666666667,null,3.7,5.2,55,12.238999999999999]
[41,109,0,13.24666666666667,null,3.7,5.3,55,12.323499999999999]
[41,110,0,13.24666666666667,null,3.7,5.4,55,12.407999999999999]
[41,111,0,13.24666666666667,null,3.7,5.5,55,12.4925]
[41,112,0,13.24666666666667,null,3.7,5.6,55,12.577]
[41,113,0,13.24666666666667,null,3.7,5.7,55,12.6615]
[41,114,0,13.24666666666667,null,3.7,5.8,55,12.746]
[41,115,0,13.24666666666667,null,3.7,5.9,55,12.830500000000001]
[41,116,0,13.24666666666667,null,3.7,6,55,12.915000000000001]
[41,117,0,13.24666666666667,null,3.7,6.1,55,12.999500000000001]
[41,118,0,13.24666666666667,null,3.7,6.2,55,13.084000000000001]
[41,119,0,13.24666666666667,null,3.7,6.3,55,13.168500000000002]
[41,120,0,13.24666666666667,null,3.7,6.4,55,13.253000000000002]
[41,121,0,13.24666666666667,null,3.7,6.5,55,13.337500000000002]
[41,122,0,13.24666666666667,null,3.7,6.6,55,13.422000000000002]
[41,123,0,13.24666666666667,null,3.7,6.7,55,13.506500000000003]
[41,124,0,13.24666666666667,null,3.7,6.8,55,13.591000000000003]
[41,125,0,13.24666666666667,null,3.7,6.9,55,13.675500000000003]
[41,126,0,13.24666666666667,null,3.7,7,55,13.76]
[41,127,0,13.24666666666667,null,3.7,7.1,55,13.785499999999999]
[41,128,0,13.24666666666667,null,3.7,7.2,55,13.810999999999998]
[41,129,0,13.24666666666667,null,3.7,7.3,55,13.836499999999997]
[41,130,0,13.24666666666667,null,3.7,7.4,55,13.861999999999997]
[41,131,0,13.24666666666667,null,3.7,7.5,55,13.887499999999996]
[41,132,0,13.24666666666667,null,3.7,7.6,55,13.912999999999995]
[41,133,0,13.24666666666667,null,3.7,7.7,55,13.938499999999994]
[41,134,0,13.24666666666667,null,3.7,7.8,55,13.963999999999993]
[41,135,0,13.24666666666667,null,3.7,7.9,55,13.989499999999992]
[41,136,0,13.24666666666667,null,3.7,8,55,14.014999999999992]
[41,137,0,13.24666666666667,null,3.7,8.1,55,14.040499999999991]
[41,138,0,13.24666666666667,null,3.7,8.1999999999999993,55,14.06599999999999]
[41,139,0,13.24666666666667,null,3.7,8.3000000000000007,55,14.091499999999989]
[41,140,0,13.24666666666667,null,3.7,8.4,55,14.116999999999988]
[41,141,0,13.24666666666667,null,3.7,8.5000000000000107,55,14.142499999999988]
[41,142,0,13.24666666666667,null,3.7,8.6,55,14.167999999999987]
[41,143,0,13.24666666666667,null,3.7,8.6999999999999993,55,14.193499999999986]
[41,144,0,13.24666666666667,null,3.7,8.8000000000000096,55,14.218999999999985]
[41,145,0,13.24666666666667,null,3.7,8.9000000000000092,55,14.244499999999984]
[41,146,0,13.24666666666667,null,3.7,9.0000000000000107,55,14.269999999999998]
[41,147,0,13.24666666666667,null,3.7,9.1,55,14.393999999999998]
[41,148,0,13.24666666666667,null,3.7,9.2000000000000099,55,14.517999999999999]
[41,149,0,13.24666666666667,null,3.7,9.3000000000000096,55,14.641999999999999]
[41,150,0,13.24666666666667,null,3.7,9.4000000000000092,55,14.766]
[42,45,0,13.260000000000003,null,3.7,9.5000000000000107,55,14.89]
[42,46,0,13.260000000000003,null,3.7,9.6000000000000103,55,15.014000000000001]
[42,47,0,13.260000000000003,null,3.7,9.7000000000000099,55,15.138000000000002]
[42,48,0,13.260000000000003,null,3.7,9.8000000000000096,55,15.262000000000002]
[42,49,0,13.260000000000003,null,3.7,9.9000000000000092,55,15.386000000000003]
[42,50,0,13.260000000000003,null,3.7,10,55,15.509999999999996]
[42,51,0,13.260000000000003,null,3.8,3,55,10.159999999999997]
[42,52,0,13.260000000000003,null,3.8,3.1,55,10.255999999999997]
[42,53,0,13.260000000000003,null,3.8,3.2,55,10.351999999999997]
[42,54,0,13.260000000000003,null,3.8,3.3,55,10.447999999999997]
[42,55,0,13.260000000000003,null,3.8,3.4,55,10.543999999999997]
[42,56,0,13.260000000000003,null,3.8,3.5,55,10.639999999999997]
[42,57,0,13.260000000000003,null,3.8,3.6,55,10.735999999999997]
[42,58,0,13.260000000000003,null,3.8,3.7,55,10.831999999999997]
[42,59,0,13.260000000000003,null,3.8,3.8,55,10.927999999999997]
[42,60,0,13.260000000000003,null,3.8,3.9,55,11.023999999999997]
[42,61,0,13.260000000000003,null,3.8,4,55,11.119999999999997]
[42,62,0,13.260000000000003,null,3.8,4.0999999999999996,55,11.215999999999998]
[42,63,0,13.260000000000003,null,3.8,4.2,55,11.311999999999998]
[42,64,0,13.260000000000003,null,3.8,4.3,55,11.407999999999998]
[42,65,0,13.260000000000003,null,3.8,4.4000000000000004,55,11.503999999999998]
[42,66,0,13.260000000000003,null,3.8,4.5,55,11.599999999999998]
[42,67,0,13.260000000000003,null,3.8,4.5999999999999996,55,11.695999999999998]
[42,68,0,13.260000000000003,null,3.8,4.7,55,11.791999999999998]
[42,69,0,13.260000000000003,null,3.8,4.8,55,11.887999999999998]
[42,70,0,13.260000000000003,null,3.8,4.9000000000000004,55,11.983999999999998]
[42,71,0,13.260000000000003,null,3.8,5,55,12.079999999999998]
[42,72,0,13.260000000000003,null,3.8,5.0999999999999996,55,12.167999999999999]
[42,73,0,13.260000000000003,null,3.8,5.2,55,12.256]
[42,74,0,13.260000000000003,null,3.8,5.3,55,12.344000000000001]
[42,75,0,13.260000000000003,null,3.8,5.4,55,12.432000000000002]
[42,76,0,13.260000000000003,null,3.8,5.5,55,12.520000000000003]
[42,77,0,13.260000000000003,null,3.8,5.6,55,12.608000000000004]
[42,78,0,13.260000000000003,null,3.8,5.7,55,12.696000000000005]
[42,79,0,13.260000000000003,null,3.8,5.8,55,12.784000000000006]
[42,80,0,13.260000000000003,null,3.8,5.9,55,12.872000000000007]
[42,81,0,13.260000000000003,null,3.8,6,55,12.960000000000008]
[42,82,0,13.260000000000003,null,3.8,6.1,55,13.048000000000009]
[42,83,0,13.260000000000003,null,3.8,6.2,55,13.13600000000001]
[42,84,0,13.260000000000003,null,3.8,6.3,55,13.224000000000011]
[42,85,0,13.260000000000003,null,3.8,6.4,55,13.312000000000012]
[42,86,0,13.260000000000003,null,3.8,6.5,55,13.400000000000013]
[42,87,0,13.260000000000003,null,3.8,6.6,55,13.488000000000014]
[42,88,0,13.260000000000003,null,3.8,6.7,55,13.576000000000015]
[42,89,0,13.260000000000003,null,3.8,6.8,55,13.664000000000016]
[42,90,0,13.260000000000003,null,3.8,6.9,55,13.752000000000017]
[42,91,0,13.260000000000003,null,3.8,7,55,13.84]
[42,92,0,13.260000000000003,null,3.8,7.1,55,13.862]
[42,93,0,13.260000000000003,null,3.8,7.2,55,13.884]
[42,94,0,13.260000000000003,null,3.8,7.3,55,13.906000000000001]
[42,95,0,13.260000000000003,null,3.8,7.4,55,13.928000000000001]
[42,96,0,13.260000000000003,null,3.8,7.5,55,13.950000000000001]
[42,97,0,13.260000000000003,null,3.8,7.6,55,13.972000000000001]
[42,98,0,13.260000000000003,null,3.8,7.7,55,13.994000000000002]
[42,99,0,13.260000000000003,null,3.8,7.8,55,14.016000000000002]
[42,100,0,13.260000000000003,null,3.8,7.9,55,14.038000000000002]
[42,101,0,13.260000000000003,null,3.8,8,55,14.060000000000002]
[42,102,0,13.260000000000003,null,3.8,8.1,55,14.082000000000003]
[42,103,0,13.260000000000003,null,3.8,8.1999999999999993,55,14.104000000000003]
[42,104,0,13.260000000000003,null,3.8,8.3000000000000007,55,14.126000000000003]
[42,105,0,13.260000000000003,null,3.8,8.4,55,14.148000000000003]
[42,106,0,13.260000000000003,null,3.8,8.5000000000000107,55,14.170000000000003]
[42,107,0,13.260000000000003,null,3.8,8.6,55,14.192000000000004]
[42,108,0,13.260000000000003,null,3.8,8.6999999999999993,55,14.214000000000004]
[42,109,0,13.260000000000003,null,3.8,8.8000000000000096,55,14.236000000000004]
[42,110,0,13.260000000000003,null,3.8,8.9000000000000092,55,14.258000000000004]
[42,111,0,13.260000000000003,null,3.8,9.0000000000000107,55,14.279999999999998]
[42,112,0,13.260000000000003,null,3.8,9.1,55,14.405999999999997]
[42,113,0,13.260000000000003,null,3.8,9.2000000000000099,55,14.531999999999996]
[42,114,0,13.260000000000003,null,3.8,9.3000000000000096,55,14.657999999999996]
[42,115,0,13.260000000000003,null,3.8,9.4000000000000092,55,14.783999999999995]
[42,116,0,13.260000000000003,null,3.8,9.5000000000000107,55,14.909999999999995]
[42,117,0,13.260000000000003,null,3.8,9.6000000000000103,55,15.035999999999994]
[42,118,0,13.260000000000003,null,3.8,9.7000000000000099,55,15.161999999999994]
[42,119,0,13.260000000000003,null,3.8,9.8000000000000096,55,15.287999999999993]
[42,120,0,13.260000000000003,null,3.8,9.9000000000000092,55,15.413999999999993]
[42,121,0,13.260000000000003,null,3.8,10,55,15.539999999999996]
[42,122,0,13.260000000000003,null,3.9,3,55,10.179999999999996]
[42,123,0,13.260000000000003,null,3.9,3.1,55,10.275499999999996]
[42,124,0,13.260000000000003,null,3.9,3.2,55,10.370999999999995]
[42,125,0,13.260000000000003,null,3.9,3.3,55,10.466499999999995]
[42,126,0,13.260000000000003,null,3.9,3.4,55,10.561999999999994]
[42,127,0,13.260000000000003,null,3.9,3.5,55,10.657499999999994]
[42,128,0,13.260000000000003,null,3.9,3.6,55,10.752999999999993]
[42,129,0,13.260000000000003,null,3.9,3.7,55,10.848499999999992]
[42,130,0,13.260000000000003,null,3.9,3.8,55,10.943999999999992]
[42,131,0,13.260000000000003,null,3.9,3.9,55,11.039499999999991]
[42,132,0,13.260000000000003,null,3.9,4,55,11.134999999999991]
[42,133,0,13.260000000000003,null,3.9,4.0999999999999996,55,11.23049999999999]
[42,134,0,13.260000000000003,null,3.9,4.2,55,11.32599999999999]
[42,135,0,13.260000000000003,null,3.9,4.3,55,11.421499999999989]
[42,136,0,13.260000000000003,null,3.9,4.4000000000000004,55,11.516999999999989]
[42,137,0,13.260000000000003,null,3.9,4.5,55,11.612499999999988]
[42,138,0,13.260000000000003,null,3.9,4.5999999999999996,55,11.707999999999988]
[42,139,0,13.260000000000003,null,3.9,4.7,55,11.803499999999987]
[42,140,0,13.260000000000003,null,3.9,4.8,55,11.898999999999987]
[42,141,0,13.260000000000003,null,3.9,4.9000000000000004,55,11.994499999999986]
[42,142,0,13.260000000000003,null,3.9,5,55,12.089999999999998]
[42,143,0,13.260000000000003,null,3.9,5.0999999999999996,55,12.181499999999998]
[42,144,0,13.260000000000003,null,3.9,5.2,55,12.272999999999998]
[42,145,0,13.260000000000003,null,3.9,5.3,55,12.364499999999998]
[42,146,0,13.260000000000003,null,3.9,5.4,55,12.455999999999998]
[42,147,0,13.260000000000003,null,3.9,5.5,55,12.547499999999998]
[42,148,0,13.260000000000003,null,3.9,5.6,55,12.638999999999998]
[42,149,0,13.260000000000003,null,3.9,5.7,55,12.730499999999997]
[42,150,0,13.260000000000003,null,3.9,5.8,55,12.821999999999997]
[43,45,0,13.273333333333337,null,3.9,5.9,55,12.913499999999997]
[43,46,0,13.273333333333337,null,3.9,6,55,13.004999999999997]
[43,47,0,13.273333333333337,null,3.9,6.1,55,13.096499999999997]
[43,48,0,13.273333333333337,null,3.9,6.2,55,13.187999999999997]
[43,49,0,13.273333333333337,null,3.9,6.3,55,13.279499999999997]
[43,50,0,13.273333333333337,null,3.9,6.4,55,13.370999999999997]
[43,51,0,13.273333333333337,null,3.9,6.5,55,13.462499999999997]
[43,52,0,13.273333333333337,null,3.9,6.6,55,13.553999999999997]
[43,53,0,13.273333333333337,null,3.9,6.7,55,13.645499999999997]
[43,54,0,13.273333333333337,null,3.9,6.8,55,13.736999999999997]
[43,55,0,13.273333333333337,null,3.9,6.9,55,13.828499999999996]
[43,56,0,13.273333333333337,null,3.9,7,55,13.92]
[43,57,0,13.273333333333337,null,3.9,7.1,55,13.938499999999999]
[43,58,0,13.273333333333337,null,3.9,7.2,55,13.956999999999999]
[43,59,0,13.273333333333337,null,3.9,7.3,55,13.975499999999998]
[43,60,0,13.273333333333337,null,3.9,7.4,55,13.993999999999998]
[43,61,0,13.273333333333337,null,3.9,7.5,55,14.012499999999998]
[43,62,0,13.273333333333337,null,3.9,7.6,55,14.030999999999997]
[43,63,0,13.273333333333337,null,3.9,7.7,55,14.049499999999997]
[43,64,0,13.273333333333337,null,3.9,7.8,55,14.067999999999996]
[43,65,0,13.273333333333337,null,3.9,7.9,55,14.086499999999996]
[43,66,0,13.273333333333337,null,3.9,8,55,14.104999999999995]
[43,67,0,13.273333333333337,null,3.9,8.1,55,14.123499999999995]
[43,68,0,13.273333333333337,null,3.9,8.1999999999999993,55,14.141999999999994]
[43,69,0,13.273333333333337,null,3.9,8.3000000000000007,55,14.160499999999994]
[43,70,0,13.273333333333337,null,3.9,8.4,55,14.178999999999993]
[43,71,0,13.273333333333337,null,3.9,8.5000000000000107,55,14.197499999999993]
[43,72,0,13.273333333333337,null,3.9,8.6,55,14.215999999999992]
[43,73,0,13.273333333333337,null,3.9,8.6999999999999993,55,14.234499999999992]
[43,74,0,13.273333333333337,null,3.9,8.8000000000000096,55,14.252999999999991]
[43,75,0,13.273333333333337,null,3.9,8.9000000000000092,55,14.271499999999991]
[43,76,0,13.273333333333337,null,3.9,9.0000000000000107,55,14.289999999999997]
[43,77,0,13.273333333333337,null,3.9,9.1,55,14.417999999999997]
[43,78,0,13.273333333333337,null,3.9,9.2000000000000099,55,14.545999999999998]
[43,79,0,13.273333333333337,null,3.9,9.3000000000000096,55,14.673999999999998]
[43,80,0,13.273333333333337,null,3.9,9.4000000000000092,55,14.801999999999998]
[43,81,0,13.273333333333337,null,3.9,9.5000000000000107,55,14.929999999999998]
[43,82,0,13.273333333333337,null,3.9,9.6000000000000103,55,15.057999999999998]
[43,83,0,13.273333333333337,null,3.9,9.7000000000000099,55,15.185999999999998]
[43,84,0,13.273333333333337,null,3.9,9.8000000000000096,55,15.313999999999998]
[43,85,0,13.273333333333337,null,3.9,9.9000000000000092,55,15.441999999999998]
[43,86,0,13.273333333333337,null,3.9,10,55,15.569999999999995]
[43,87,0,13.273333333333337,null,4,3,55,10.199999999999999]
[43,88,0,13.273333333333337,null,4,3.1,55,10.295]
[43,89,0,13.273333333333337,null,4,3.2,55,10.39]
[43,90,0,13.273333333333337,null,4,3.3,55,10.485000000000001]
[43,91,0,13.273333333333337,null,4,3.4,55,10.580000000000002]
[43,92,0,13.273333333333337,null,4,3.5,55,10.675000000000002]
[43,93,0,13.273333333333337,null,4,3.6,55,10.770000000000003]
[43,94,0,13.273333333333337,null,4,3.7,55,10.865000000000004]
[43,95,0,13.273333333333337,null,4,3.8,55,10.960000000000004]
[43,96,0,13.273333333333337,null,4,3.9,55,11.055000000000005]
[43,97,0,13.273333333333337,null,4,4,55,11.150000000000006]
[43,98,0,13.273333333333337,null,4,4.0999999999999996,55,11.245000000000006]
[43,99,0,13.273333333333337,null,4,4.2,55,11.340000000000007]
[43,100,0,13.273333333333337,null,4,4.3,55,11.435000000000008]
[43,101,0,13.273333333333337,null,4,4.4000000000000004,55,11.530000000000008]
[43,102,0,13.273333333333337,null,4,4.5,55,11.625000000000009]
[43,103,0,13.273333333333337,null,4,4.5999999999999996,55,11.72000000000001]
[43,104,0,13.273333333333337,null,4,4.7,55,11.81500000000001]
[43,105,0,13.273333333333337,null,4,4.8,55,11.910000000000011]
[43,106,0,13.273333333333337,null,4,4.9000000000000004,55,12.005000000000011]
[43,107,0,13.273333333333337,null,4,5,55,12.1]
[43,108,0,13.273333333333337,null,4,5.0999999999999996,55,12.195]
[43,109,0,13.273333333333337,null,4,5.2,55,12.290000000000001]
[43,110,0,13.273333333333337,null,4,5.3,55,12.385000000000002]
[43,111,0,13.273333333333337,null,4,5.4,55,12.480000000000002]
[43,112,0,13.273333333333337,null,4,5.5,55,12.575000000000003]
[43,113,0,13.273333333333337,null,4,5.6,55,12.670000000000003]
[43,114,0,13.273333333333337,null,4,5.7,55,12.765000000000004]
[43,115,0,13.273333333333337,null,4,5.8,55,12.860000000000005]
[43,116,0,13.273333333333337,null,4,5.9,55,12.955000000000005]
[43,117,0,13.273333333333337,null,4,6,55,13.050000000000006]
[43,118,0,13.273333333333337,null,4,6.1,55,13.145000000000007]
[43,119,0,13.273333333333337,null,4,6.2,55,13.240000000000007]
[43,120,0,13.273333333333337,null,4,6.3,55,13.335000000000008]
[43,121,0,13.273333333333337,null,4,6.4,55,13.430000000000009]
[43,122,0,13.273333333333337,null,4,6.5,55,13.525000000000009]
[43,123,0,13.273333333333337,null,4,6.6,55,13.62000000000001]
[43,124,0,13.273333333333337,null,4,6.7,55,13.715000000000011]
[43,125,0,13.273333333333337,null,4,6.8,55,13.810000000000011]
[43,126,0,13.273333333333337,null,4,6.9,55,13.905000000000012]
[43,127,0,13.273333333333337,null,4,7,55,14]
[43,128,0,13.273333333333337,null,4,7.1,55,14.015000000000001]
[43,129,0,13.273333333333337,null,4,7.2,55,14.030000000000001]
[43,130,0,13.273333333333337,null,4,7.3,55,14.045000000000002]
[43,131,0,13.273333333333337,null,4,7.4,55,14.060000000000002]
[43,132,0,13.273333333333337,null,4,7.5,55,14.075000000000003]
[43,133,0,13.273333333333337,null,4,7.6,55,14.090000000000003]
[43,134,0,13.273333333333337,null,4,7.7,55,14.105000000000004]
[43,135,0,13.273333333333337,null,4,7.8,55,14.120000000000005]
[43,136,0,13.273333333333337,null,4,7.9,55,14.135000000000005]
[43,137,0,13.273333333333337,null,4,8,55,14.150000000000006]
[43,138,0,13.273333333333337,null,4,8.1,55,14.165000000000006]
[43,139,0,13.273333333333337,null,4,8.1999999999999993,55,14.180000000000007]
[43,140,0,13.273333333333337,null,4,8.3000000000000007,55,14.195000000000007]
[43,141,0,13.273333333333337,null,4,8.4,55,14.210000000000008]
[43,142,0,13.273333333333337,null,4,8.5000000000000107,55,14.225000000000009]
[43,143,0,13.273333333333337,null,4,8.6,55,14.240000000000009]
[43,144,0,13.273333333333337,null,4,8.6999999999999993,55,14.25500000000001]
[43,145,0,13.273333333333337,null,4,8.8000000000000096,55,14.27000000000001]
[43,146,0,13.273333333333337,null,4,8.9000000000000092,55,14.285000000000011]
[43,147,0,13.273333333333337,null,4,9.0000000000000107,55,14.3]
[43,148,0,13.273333333333337,null,4,9.1,55,14.43]
[43,149,0,13.273333333333337,null,4,9.2000000000000099,55,14.559999999999999]
[43,150,0,13.273333333333337,null,4,9.3000000000000096,55,14.689999999999998]
[44,45,0,13.286666666666671,null,4,9.4000000000000092,55,14.819999999999997]
[44,46,0,13.286666666666671,null,4,9.5000000000000107,55,14.949999999999996]
[44,47,0,13.286666666666671,null,4,9.6000000000000103,55,15.079999999999995]
[44,48,0,13.286666666666671,null,4,9.7000000000000099,55,15.209999999999994]
[44,49,0,13.286666666666671,null,4,9.8000000000000096,55,15.339999999999993]
[44,50,0,13.286666666666671,null,4,9.9000000000000092,55,15.469999999999992]
[44,51,0,13.286666666666671,null,4,10,55,15.6]
[44,52,0,13.286666666666671,null,4.0999999999999996,3,55,10.209999999999999]
[44,53,0,13.286666666666671,null,4.0999999999999996,3.1,55,10.305499999999999]
[44,54,0,13.286666666666671,null,4.0999999999999996,3.2,55,10.400999999999998]
[44,55,0,13.286666666666671,null,4.0999999999999996,3.3,55,10.496499999999997]
[44,56,0,13.286666666666671,null,4.0999999999999996,3.4,55,10.591999999999997]
[44,57,0,13.286666666666671,null,4.0999999999999996,3.5,55,10.687499999999996]
[44,58,0,13.286666666666671,null,4.0999999999999996,3.6,55,10.782999999999996]
[44,59,0,13.286666666666671,null,4.0999999999999996,3.7,55,10.878499999999995]
[44,60,0,13.286666666666671,null,4.0999999999999996,3.8,55,10.973999999999995]
[44,61,0,13.286666666666671,null,4.0999999999999996,3.9,55,11.069499999999994]
[44,62,0,13.286666666666671,null,4.0999999999999996,4,55,11.164999999999994]
[44,63,0,13.286666666666671,null,4.0999999999999996,4.0999999999999996,55,11.260499999999993]
[44,64,0,13.286666666666671,null,4.0999999999999996,4.2,55,11.355999999999993]
[44,65,0,13.286666666666671,null,4.0999999999999996,4.3,55,11.451499999999992]
[44,66,0,13.286666666666671,null,4.0999999999999996,4.4000000000000004,55,11.546999999999992]
[44,67,0,13.286666666666671,null,4.0999999999999996,4.5,55,11.642499999999991]
[44,68,0,13.286666666666671,null,4.0999999999999996,4.5999999999999996,55,11.737999999999991]
[44,69,0,13.286666666666671,null,4.0999999999999996,4.7,55,11.83349999999999]
[44,70,0,13.286666666666671,null,4.0999999999999996,4.8,55,11.92899999999999]
[44,71,0,13.286666666666671,null,4.0999999999999996,4.9000000000000004,55,12.024499999999989]
[44,72,0,13.286666666666671,null,4.0999999999999996,5,55,12.12]
[44,73,0,13.286666666666671,null,4.0999999999999996,5.0999999999999996,55,12.215]
[44,74,0,13.286666666666671,null,4.0999999999999996,5.2,55,12.31]
[44,75,0,13.286666666666671,null,4.0999999999999996,5.3,55,12.405000000000001]
[44,76,0,13.286666666666671,null,4.0999999999999996,5.4,55,12.500000000000002]
[44,77,0,13.286666666666671,null,4.0999999999999996,5.5,55,12.595000000000002]
[44,78,0,13.286666666666671,null,4.0999999999999996,5.6,55,12.690000000000003]
[44,79,0,13.286666666666671,null,4.0999999999999996,5.7,55,12.785000000000004]
[44,80,0,13.286666666666671,null,4.0999999999999996,5.8,55,12.880000000000004]
[44,81,0,13.286666666666671,null,4.0999999999999996,5.9,55,12.975000000000005]
[44,82,0,13.286666666666671,null,4.0999999999999996,6,55,13.070000000000006]
[44,83,0,13.286666666666671,null,4.0999999999999996,6.1,55,13.165000000000006]
[44,84,0,13.286666666666671,null,4.0999999999999996,6.2,55,13.260000000000007]
[44,85,0,13.286666666666671,null,4.0999999999999996,6.3,55,13.355000000000008]
[44,86,0,13.286666666666671,null,4.0999999999999996,6.4,55,13.450000000000008]
[44,87,0,13.286666666666671,null,4.0999999999999996,6.5,55,13.545000000000009]
[44,88,0,13.286666666666671,null,4.0999999999999996,6.6,55,13.640000000000009]
[44,89,0,13.286666666666671,null,4.0999999999999996,6.7,55,13.73500000000001]
[44,90,0,13.286666666666671,null,4.0999999999999996,6.8,55,13.830000000000011]
[44,91,0,13.286666666666671,null,4.0999999999999996,6.9,55,13.925000000000011]
[44,92,0,13.286666666666671,null,4.0999999999999996,7,55,14.02]
[44,93,0,13.286666666666671,null,4.0999999999999996,7.1,55,14.035]
[44,94,0,13.286666666666671,null,4.0999999999999996,7.2,55,14.05]
[44,95,0,13.286666666666671,null,4.0999999999999996,7.3,55,14.065000000000001]
[44,96,0,13.286666666666671,null,4.0999999999999996,7.4,55,14.080000000000002]
[44,97,0,13.286666666666671,null,4.0999999999999996,7.5,55,14.095000000000002]
[44,98,0,13.286666666666671,null,4.0999999999999996,7.6,55,14.110000000000003]
[44,99,0,13.286666666666671,null,4.0999999999999996,7.7,55,14.125000000000004]
[44,100,0,13.286666666666671,null,4.0999999999999996,7.8,55,14.140000000000004]
[44,101,0,13.286666666666671,null,4.0999999999999996,7.9,55,14.155000000000005]
[44,102,0,13.286666666666671,null,4.0999999999999996,8,55,14.170000000000005]
[44,103,0,13.286666666666671,null,4.0999999999999996,8.1,55,14.185000000000006]
[44,104,0,13.286666666666671,null,4.0999999999999996,8.1999999999999993,55,14.200000000000006]
[44,105,0,13.286666666666671,null,4.0999999999999996,8.3000000000000007,55,14.215000000000007]
[44,106,0,13.286666666666671,null,4.0999999999999996,8.4,55,14.230000000000008]
[44,107,0,13.286666666666671,null,4.0999999999999996,8.5000000000000107,55,14.245000000000008]
[44,108,0,13.286666666666671,null,4.0999999999999996,8.6,55,14.260000000000009]
[44,109,0,13.286666666666671,null,4.0999999999999996,8.6999999999999993,55,14.275000000000009]
[44,110,0,13.286666666666671,null,4.0999999999999996,8.8000000000000096,55,14.29000000000001]
[44,111,0,13.286666666666671,null,4.0999999999999996,8.9000000000000092,55,14.30500000000001]
[44,112,0,13.286666666666671,null,4.0999999999999996,9.0000000000000107,55,14.32]
[44,113,0,13.286666666666671,null,4.0999999999999996,9.1,55,14.449]
[44,114,0,13.286666666666671,null,4.0999999999999996,9.2000000000000099,55,14.577999999999999]
[44,115,0,13.286666666666671,null,4.0999999999999996,9.3000000000000096,55,14.706999999999999]
[44,116,0,13.286666666666671,null,4.0999999999999996,9.4000000000000092,55,14.835999999999999]
[44,117,0,13.286666666666671,null,4.0999999999999996,9.5000000000000107,55,14.964999999999998]
[44,118,0,13.286666666666671,null,4.0999999999999996,9.6000000000000103,55,15.093999999999998]
[44,119,0,13.286666666666671,null,4.0999999999999996,9.7000000000000099,55,15.222999999999997]
[44,120,0,13.286666666666671,null,4.0999999999999996,9.8000000000000096,55,15.351999999999997]
[44,121,0,13.286666666666671,null,4.0999999999999996,9.9000000000000092,55,15.480999999999996]
[44,122,0,13.286666666666671,null,4.0999999999999996,10,55,15.61]
[44,123,0,13.286666666666671,null,4.2,3,55,10.219999999999999]
[44,124,0,13.286666666666671,null,4.2,3.1,55,10.315999999999999]
[44,125,0,13.286666666666671,null,4.2,3.2,55,10.411999999999999]
[44,126,0,13.286666666666671,null,4.2,3.3,55,10.507999999999999]
[44,127,0,13.286666666666671,null,4.2,3.4,55,10.603999999999999]
[44,128,0,13.286666666666671,null,4.2,3.5,55,10.7]
[44,129,0,13.286666666666671,null,4.2,3.6,55,10.795999999999999]
[44,130,0,13.286666666666671,null,4.2,3.7,55,10.891999999999999]
[44,131,0,13.286666666666671,null,4.2,3.8,55,10.988]
[44,132,0,13.286666666666671,null,4.2,3.9,55,11.084]
[44,133,0,13.286666666666671,null,4.2,4,55,11.18]
[44,134,0,13.286666666666671,null,4.2,4.0999999999999996,55,11.276]
[44,135,0,13.286666666666671,null,4.2,4.2,55,11.372]
[44,136,0,13.286666666666671,null,4.2,4.3,55,11.468]
[44,137,0,13.286666666666671,null,4.2,4.4000000000000004,55,11.564]
[44,138,0,13.286666666666671,null,4.2,4.5,55,11.66]
[44,139,0,13.286666666666671,null,4.2,4.5999999999999996,55,11.756]
[44,140,0,13.286666666666671,null,4.2,4.7,55,11.852]
[44,141,0,13.286666666666671,null,4.2,4.8,55,11.948]
[44,142,0,13.286666666666671,null,4.2,4.9000000000000004,55,12.044]
[44,143,0,13.286666666666671,null,4.2,5,55,12.139999999999999]
[44,144,0,13.286666666666671,null,4.2,5.0999999999999996,55,12.234999999999999]
[44,145,0,13.286666666666671,null,4.2,5.2,55,12.33]
[44,146,0,13.286666666666671,null,4.2,5.3,55,12.425000000000001]
[44,147,0,13.286666666666671,null,4.2,5.4,55,12.520000000000001]
[44,148,0,13.286666666666671,null,4.2,5.5,55,12.615000000000002]
[44,149,0,13.286666666666671,null,4.2,5.6,55,12.710000000000003]
[44,150,0,13.286666666666671,null,4.2,5.7,55,12.805000000000003]
[45,45,0,13.3,null,4.2,5.8,55,12.900000000000004]
[45,46,0,13.3,null,4.2,5.9,55,12.995000000000005]
[45,47,0,13.3,null,4.2,6,55,13.090000000000005]
[45,48,0,13.3,null,4.2,6.1,55,13.185000000000006]
[45,49,0,13.3,null,4.2,6.2,55,13.280000000000006]
[45,50,0,13.3,null,4.2,6.3,55,13.375000000000007]
[45,51,0,13.3,null,4.2,6.4,55,13.470000000000008]
[45,52,0,13.3,null,4.2,6.5,55,13.565000000000008]
[45,53,0,13.3,null,4.2,6.6,55,13.660000000000009]
[45,54,0,13.3,null,4.2,6.7,55,13.75500000000001]
[45,55,0,13.3,null,4.2,6.8,55,13.85000000000001]
[45,56,0,13.3,null,4.2,6.9,55,13.945000000000011]
[45,57,0,13.3,null,4.2,7,55,14.04]
[45,58,0,13.3,null,4.2,7.1,55,14.055]
[45,59,0,13.3,null,4.2,7.2,55,14.07]
[45,60,0,13.3,null,4.2,7.3,55,14.085000000000001]
[45,61,0,13.3,null,4.2,7.4,55,14.100000000000001]
[45,62,0,13.3,null,4.2,7.5,55,14.115000000000002]
[45,63,0,13.3,null,4.2,7.6,55,14.130000000000003]
[45,64,0,13.3,null,4.2,7.7,55,14.145000000000003]
[45,65,0,13.3,null,4.2,7.8,55,14.160000000000004]
[45,66,0,13.3,null,4.2,7.9,55,14.175000000000004]
[45,67,0,13.3,null,4.2,8,55,14.190000000000005]
[45,68,0,13.3,null,4.2,8.1,55,14.205000000000005]
[45,69,0,13.3,null,4.2,8.1999999999999993,55,14.220000000000006]
[45,70,0,13.3,null,4.2,8.3000000000000007,55,14.235000000000007]
[45,71,0,13.3,null,4.2,8.4,55,14.250000000000007]
[45,72,0,13.3,null,4.2,8.5000000000000107,55,14.265000000000008]
[45,73,0,13.3,null,4.2,8.6,55,14.280000000000008]
[45,74,0,13.3,null,4.2,8.6999999999999993,55,14.295000000000009]
[45,75,0,13.3,null,4.2,8.8000000000000096,55,14.310000000000009]
[45,76,0,13.3,null,4.2,8.9000000000000092,55,14.32500000000001]
[45,77,0,13.3,null,4.2,9.0000000000000107,55,14.34]
[45,78,0,13.3,null,4.2,9.1,55,14.468]
[45,79,0,13.3,null,4.2,9.2000000000000099,55,14.596]
[45,80,0,13.3,null,4.2,9.3000000000000096,55,14.724]
[45,81,0,13.3,null,4.2,9.4000000000000092,55,14.852]
[45,82,0,13.3,null,4.2,9.5000000000000107,55,14.98]
[45,83,0,13.3,null,4.2,9.6000000000000103,55,15.108000000000001]
[45,84,0,13.3,null,4.2,9.7000000000000099,55,15.236000000000001]
[45,85,0,13.3,null,4.2,9.8000000000000096,55,15.364000000000001]
[45,86,0,13.3,null,4.2,9.9000000000000092,55,15.492000000000001]
[45,87,0,13.3,null,4.2,10,55,15.62]
[45,88,0,13.3,null,4.3,3,55,10.229999999999999]
[45,89,0,13.3,null,4.3,3.1,55,10.326499999999999]
[45,90,0,13.3,null,4.3,3.2,55,10.423]
[45,91,0,13.3,null,4.3,3.3,55,10.519500000000001]
[45,92,0,13.3,null,4.3,3.4,55,10.616000000000001]
[45,93,0,13.3,null,4.3,3.5,55,10.712500000000002]
[45,94,0,13.3,null,4.3,3.6,55,10.809000000000003]
[45,95,0,13.3,null,4.3,3.7,55,10.905500000000004]
[45,96,0,13.3,null,4.3,3.8,55,11.002000000000004]
[45,97,0,13.3,null,4.3,3.9,55,11.098500000000005]
[45,98,0,13.3,null,4.3,4,55,11.195000000000006]
[45,99,0,13.3,null,4.3,4.0999999999999996,55,11.291500000000006]
[45,100,0,13.3,null,4.3,4.2,55,11.388000000000007]
[45,101,0,13.3,null,4.3,4.3,55,11.484500000000008]
[45,102,0,13.3,null,4.3,4.4000000000000004,55,11.581000000000008]
[45,103,0,13.3,null,4.3,4.5,55,11.677500000000009]
[45,104,0,13.3,null,4.3,4.5999999999999996,55,11.77400000000001]
[45,105,0,13.3,null,4.3,4.7,55,11.87050000000001]
[45,106,0,13.3,null,4.3,4.8,55,11.967000000000011]
[45,107,0,13.3,null,4.3,4.9000000000000004,55,12.063500000000012]
[45,108,0,13.3,null,4.3,5,55,12.159999999999998]
[45,109,0,13.3,null,4.3,5.0999999999999996,55,12.254999999999999]
[45,110,0,13.3,null,4.3,5.2,55,12.35]
[45,111,0,13.3,null,4.3,5.3,55,12.445]
[45,112,0,13.3,null,4.3,5.4,55,12.540000000000001]
[45,113,0,13.3,null,4.3,5.5,55,12.635000000000002]
[45,114,0,13.3,null,4.3,5.6,55,12.730000000000002]
[45,115,0,13.3,null,4.3,5.7,55,12.825000000000003]
[45,116,0,13.3,null,4.3,5.8,55,12.920000000000003]
[45,117,0,13.3,null,4.3,5.9,55,13.015000000000004]
[45,118,0,13.3,null,4.3,6,55,13.110000000000005]
[45,119,0,13.3,null,4.3,6.1,55,13.205000000000005]
[45,120,0,13.3,null,4.3,6.2,55,13.300000000000006]
[45,121,0,13.3,null,4.3,6.3,55,13.395000000000007]
[45,122,0,13.3,null,4.3,6.4,55,13.490000000000007]
[45,123,0,13.3,null,4.3,6.5,55,13.585000000000008]
[45,124,0,13.3,null,4.3,6.6,55,13.680000000000009]
[45,125,0,13.3,null,4.3,6.7,55,13.775000000000009]
[45,126,0,13.3,null,4.3,6.8,55,13.87000000000001]
[45,127,0,13.3,null,4.3,6.9,55,13.965000000000011]
[45,128,0,13.3,null,4.3,7,55,14.059999999999999]
[45,129,0,13.3,null,4.3,7.1,55,14.074999999999999]
[45,130,0,13.3,null,4.3,7.2,55,14.09]
[45,131,0,13.3,null,4.3,7.3,55,14.105]
[45,132,0,13.3,null,4.3,7.4,55,14.120000000000001]
[45,133,0,13.3,null,4.3,7.5,55,14.135000000000002]
[45,134,0,13.3,null,4.3,7.6,55,14.150000000000002]
[45,135,0,13.3,null,4.3,7.7,55,14.165000000000003]
[45,136,0,13.3,null,4.3,7.8,55,14.180000000000003]
[45,137,0,13.3,null,4.3,7.9,55,14.195000000000004]
[45,138,0,13.3,null,4.3,8,55,14.210000000000004]
[45,139,0,13.3,null,4.3,8.1,55,14.225000000000005]
[45,140,0,13.3,null,4.3,8.1999999999999993,55,14.240000000000006]
[45,141,0,13.3,null,4.3,8.3000000000000007,55,14.255000000000006]
[45,142,0,13.3,null,4.3,8.4,55,14.270000000000007]
[45,143,0,13.3,null,4.3,8.5000000000000107,55,14.285000000000007]
[45,144,0,13.3,null,4.3,8.6,55,14.300000000000008]
[45,145,0,13.3,null,4.3,8.6999999999999993,55,14.315000000000008]
[45,146,0,13.3,null,4.3,8.8000000000000096,55,14.330000000000009]
[45,147,0,13.3,null,4.3,8.9000000000000092,55,14.34500000000001]
[45,148,0,13.3,null,4.3,9.0000000000000107,55,14.36]
[45,149,0,13.3,null,4.3,9.1,55,14.487]
[45,150,0,13.3,null,4.3,9.2000000000000099,55,14.614000000000001]
[46,45,0,13.32,null,4.3,9.3000000000000096,55,14.741000000000001]
[46,46,0,13.32,null,4.3,9.4000000000000092,55,14.868000000000002]
[46,47,0,13.32,null,4.3,9.5000000000000107,55,14.995000000000003]
[46,48,0,13.32,null,4.3,9.6000000000000103,55,15.122000000000003]
[46,49,0,13.32,null,4.3,9.7000000000000099,55,15.249000000000004]
[46,50,0,13.32,null,4.3,9.8000000000000096,55,15.376000000000005]
[46,51,0,13.32,null,4.3,9.9000000000000092,55,15.503000000000005]
[46,52,0,13.32,null,4.3,10,55,15.629999999999999]
[46,53,0,13.32,null,4.4000000000000004,3,55,10.239999999999998]
[46,54,0,13.32,null,4.4000000000000004,3.1,55,10.336999999999998]
[46,55,0,13.32,null,4.4000000000000004,3.2,55,10.433999999999997]
[46,56,0,13.32,null,4.4000000000000004,3.3,55,10.530999999999997]
[46,57,0,13.32,null,4.4000000000000004,3.4,55,10.627999999999997]
[46,58,0,13.32,null,4.4000000000000004,3.5,55,10.724999999999996]
[46,59,0,13.32,null,4.4000000000000004,3.6,55,10.821999999999996]
[46,60,0,13.32,null,4.4000000000000004,3.7,55,10.918999999999995]
[46,61,0,13.32,null,4.4000000000000004,3.8,55,11.015999999999995]
[46,62,0,13.32,null,4.4000000000000004,3.9,55,11.112999999999994]
[46,63,0,13.32,null,4.4000000000000004,4,55,11.209999999999994]
[46,64,0,13.32,null,4.4000000000000004,4.0999999999999996,55,11.306999999999993]
[46,65,0,13.32,null,4.4000000000000004,4.2,55,11.403999999999993]
[46,66,0,13.32,null,4.4000000000000004,4.3,55,11.500999999999992]
[46,67,0,13.32,null,4.4000000000000004,4.4000000000000004,55,11.597999999999992]
[46,68,0,13.32,null,4.4000000000000004,4.5,55,11.694999999999991]
[46,69,0,13.32,null,4.4000000000000004,4.5999999999999996,55,11.791999999999991]
[46,70,0,13.32,null,4.4000000000000004,4.7,55,11.88899999999999]
[46,71,0,13.32,null,4.4000000000000004,4.8,55,11.98599999999999]
[46,72,0,13.32,null,4.4000000000000004,4.9000000000000004,55,12.08299999999999]
[46,73,0,13.32,null,4.4000000000000004,5,55,12.179999999999998]
[46,74,0,13.32,null,4.4000000000000004,5.0999999999999996,55,12.274999999999999]
[46,75,0,13.32,null,4.4000000000000004,5.2,55,12.37]
[46,76,0,13.32,null,4.4000000000000004,5.3,55,12.465]
[46,77,0,13.32,null,4.4000000000000004,5.4,55,12.56]
[46,78,0,13.32,null,4.4000000000000004,5.5,55,12.655000000000001]
[46,79,0,13.32,null,4.4000000000000004,5.6,55,12.750000000000002]
[46,80,0,13.32,null,4.4000000000000004,5.7,55,12.845000000000002]
[46,81,0,13.32,null,4.4000000000000004,5.8,55,12.940000000000003]
[46,82,0,13.32,null,4.4000000000000004,5.9,55,13.035000000000004]
[46,83,0,13.32,null,4.4000000000000004,6,55,13.130000000000004]
[46,84,0,13.32,null,4.4000000000000004,6.1,55,13.225000000000005]
[46,85,0,13.32,null,4.4000000000000004,6.2,55,13.320000000000006]
[46,86,0,13.32,null,4.4000000000000004,6.3,55,13.415000000000006]
[46,87,0,13.32,null,4.4000000000000004,6.4,55,13.510000000000007]
[46,88,0,13.32,null,4.4000000000000004,6.5,55,13.605000000000008]
[46,89,0,13.32,null,4.4000000000000004,6.6,55,13.700000000000008]
[46,90,0,13.32,null,4.4000000000000004,6.7,55,13.795000000000009]
[46,91,0,13.32,null,4.4000000000000004,6.8,55,13.890000000000009]
[46,92,0,13.32,null,4.4000000000000004,6.9,55,13.98500000000001]
[46,93,0,13.32,null,4.4000000000000004,7,55,14.079999999999998]
[46,94,0,13.32,null,4.4000000000000004,7.1,55,14.094999999999999]
[46,95,0,13.32,null,4.4000000000000004,7.2,55,14.11]
[46,96,0,13.32,null,4.4000000000000004,7.3,55,14.125]
[46,97,0,13.32,null,4.4000000000000004,7.4,55,14.14]
[46,98,0,13.32,null,4.4000000000000004,7.5,55,14.155000000000001]
[46,99,0,13.32,null,4.4000000000000004,7.6,55,14.170000000000002]
[46,100,0,13.32,null,4.4000000000000004,7.7,55,14.185000000000002]
[46,101,0,13.32,null,4.4000000000000004,7.8,55,14.200000000000003]
[46,102,0,13.32,null,4.4000000000000004,7.9,55,14.215000000000003]
[46,103,0,13.32,null,4.4000000000000004,8,55,14.230000000000004]
[46,104,0,13.32,null,4.4000000000000004,8.1,55,14.245000000000005]
[46,105,0,13.32,null,4.4000000000000004,8.1999999999999993,55,14.260000000000005]
[46,106,0,13.32,null,4.4000000000000004,8.3000000000000007,55,14.275000000000006]
[46,107,0,13.32,null,4.4000000000000004,8.4,55,14.290000000000006]
[46,108,0,13.32,null,4.4000000000000004,8.5000000000000107,55,14.305000000000007]
[46,109,0,13.32,null,4.4000000000000004,8.6,55,14.320000000000007]
[46,110,0,13.32,null,4.4000000000000004,8.6999999999999993,55,14.335000000000008]
[46,111,0,13.32,null,4.4000000000000004,8.8000000000000096,55,14.350000000000009]
[46,112,0,13.32,null,4.4000000000000004,8.9000000000000092,55,14.365000000000009]
[46,113,0,13.32,null,4.4000000000000004,9.0000000000000107,55,14.379999999999999]
[46,114,0,13.32,null,4.4000000000000004,9.1,55,14.505999999999998]
[46,115,0,13.32,null,4.4000000000000004,9.2000000000000099,55,14.631999999999998]
[46,116,0,13.32,null,4.4000000000000004,9.3000000000000096,55,14.757999999999997]
[46,117,0,13.32,null,4.4000000000000004,9.4000000000000092,55,14.883999999999997]
[46,118,0,13.32,null,4.4000000000000004,9.5000000000000107,55,15.009999999999996]
[46,119,0,13.32,null,4.4000000000000004,9.6000000000000103,55,15.135999999999996]
[46,120,0,13.32,null,4.4000000000000004,9.7000000000000099,55,15.261999999999995]
[46,121,0,13.32,null,4.4000000000000004,9.8000000000000096,55,15.387999999999995]
[46,122,0,13.32,null,4.4000000000000004,9.9000000000000092,55,15.513999999999994]
[46,123,0,13.32,null,4.4000000000000004,10,55,15.639999999999999]
[46,124,0,13.32,null,4.5,3,55,10.249999999999998]
[46,125,0,13.32,null,4.5,3.1,55,10.347499999999998]
[46,126,0,13.32,null,4.5,3.2,55,10.444999999999999]
[46,127,0,13.32,null,4.5,3.3,55,10.542499999999999]
[46,128,0,13.32,null,4.5,3.4,55,10.639999999999999]
[46,129,0,13.32,null,4.5,3.5,55,10.737499999999999]
[46,130,0,13.32,null,4.5,3.6,55,10.834999999999999]
[46,131,0,13.32,null,4.5,3.7,55,10.932499999999999]
[46,132,0,13.32,null,4.5,3.8,55,11.03]
[46,133,0,13.32,null,4.5,3.9,55,11.1275]
[46,134,0,13.32,null,4.5,4,55,11.225]
[46,135,0,13.32,null,4.5,4.0999999999999996,55,11.3225]
[46,136,0,13.32,null,4.5,4.2,55,11.42]
[46,137,0,13.32,null,4.5,4.3,55,11.5175]
[46,138,0,13.32,null,4.5,4.4000000000000004,55,11.615]
[46,139,0,13.32,null,4.5,4.5,55,11.7125]
[46,140,0,13.32,null,4.5,4.5999999999999996,55,11.81]
[46,141,0,13.32,null,4.5,4.7,55,11.907500000000001]
[46,142,0,13.32,null,4.5,4.8,55,12.005000000000001]
[46,143,0,13.32,null,4.5,4.9000000000000004,55,12.102500000000001]
[46,144,0,13.32,null,4.5,5,55,12.199999999999998]
[46,145,0,13.32,null,4.5,5.0999999999999996,55,12.294999999999998]
[46,146,0,13.32,null,4.5,5.2,55,12.389999999999999]
[46,147,0,13.32,null,4.5,5.3,55,12.484999999999999]
[46,148,0,13.32,null,4.5,5.4,55,12.58]
[46,149,0,13.32,null,4.5,5.5,55,12.675000000000001]
[46,150,0,13.32,null,4.5,5.6,55,12.770000000000001]
[47,45,0,13.34,null,4.5,5.7,55,12.865000000000002]
[47,46,0,13.34,null,4.5,5.8,55,12.960000000000003]
[47,47,0,13.34,null,4.5,5.9,55,13.055000000000003]
[47,48,0,13.34,null,4.5,6,55,13.150000000000004]
[47,49,0,13.34,null,4.5,6.1,55,13.245000000000005]
[47,50,0,13.34,null,4.5,6.2,55,13.340000000000005]
[47,51,0,13.34,null,4.5,6.3,55,13.435000000000006]
[47,52,0,13.34,null,4.5,6.4,55,13.530000000000006]
[47,53,0,13.34,null,4.5,6.5,55,13.625000000000007]
[47,54,0,13.34,null,4.5,6.6,55,13.720000000000008]
[47,55,0,13.34,null,4.5,6.7,55,13.815000000000008]
[47,56,0,13.34,null,4.5,6.8,55,13.910000000000009]
[47,57,0,13.34,null,4.5,6.9,55,14.00500000000001]
[47,58,0,13.34,null,4.5,7,55,14.099999999999998]
[47,59,0,13.34,null,4.5,7.1,55,14.114999999999998]
[47,60,0,13.34,null,4.5,7.2,55,14.129999999999999]
[47,61,0,13.34,null,4.5,7.3,55,14.145]
[47,62,0,13.34,null,4.5,7.4,55,14.16]
[47,63,0,13.34,null,4.5,7.5,55,14.175000000000001]
[47,64,0,13.34,null,4.5,7.6,55,14.190000000000001]
[47,65,0,13.34,null,4.5,7.7,55,14.205000000000002]
[47,66,0,13.34,null,4.5,7.8,55,14.220000000000002]
[47,67,0,13.34,null,4.5,7.9,55,14.235000000000003]
[47,68,0,13.34,null,4.5,8,55,14.250000000000004]
[47,69,0,13.34,null,4.5,8.1,55,14.265000000000004]
[47,70,0,13.34,null,4.5,8.1999999999999993,55,14.280000000000005]
[47,71,0,13.34,null,4.5,8.3000000000000007,55,14.295000000000005]
[47,72,0,13.34,null,4.5,8.4,55,14.310000000000006]
[47,73,0,13.34,null,4.5,8.5000000000000107,55,14.325000000000006]
[47,74,0,13.34,null,4.5,8.6,55,14.340000000000007]
[47,75,0,13.34,null,4.5,8.6999999999999993,55,14.355000000000008]
[47,76,0,13.34,null,4.5,8.8000000000000096,55,14.370000000000008]
[47,77,0,13.34,null,4.5,8.9000000000000092,55,14.385000000000009]
[47,78,0,13.34,null,4.5,9.0000000000000107,55,14.399999999999999]
[47,79,0,13.34,null,4.5,9.1,55,14.524999999999999]
[47,80,0,13.34,null,4.5,9.2000000000000099,55,14.649999999999999]
[47,81,0,13.34,null,4.5,9.3000000000000096,55,14.774999999999999]
[47,82,0,13.34,null,4.5,9.4000000000000092,55,14.899999999999999]
[47,83,0,13.34,null,4.5,9.5000000000000107,55,15.024999999999999]
[47,84,0,13.34,null,4.5,9.6000000000000103,55,15.149999999999999]
[47,85,0,13.34,null,4.5,9.7000000000000099,55,15.274999999999999]
[47,86,0,13.34,null,4.5,9.8000000000000096,55,15.399999999999999]
[47,87,0,13.34,null,4.5,9.9000000000000092,55,15.524999999999999]
[47,88,0,13.34,null,4.5,10,55,15.649999999999999]
[47,89,0,13.34,null,4.5999999999999996,3,55,10.259999999999998]
[47,90,0,13.34,null,4.5999999999999996,3.1,55,10.357999999999999]
[47,91,0,13.34,null,4.5999999999999996,3.2,55,10.456]
[47,92,0,13.34,null,4.5999999999999996,3.3,55,10.554]
[47,93,0,13.34,null,4.5999999999999996,3.4,55,10.652000000000001]
[47,94,0,13.34,null,4.5999999999999996,3.5,55,10.750000000000002]
[47,95,0,13.34,null,4.5999999999999996,3.6,55,10.848000000000003]
[47,96,0,13.34,null,4.5999999999999996,3.7,55,10.946000000000003]
[47,97,0,13.34,null,4.5999999999999996,3.8,55,11.044000000000004]
[47,98,0,13.34,null,4.5999999999999996,3.9,55,11.142000000000005]
[47,99,0,13.34,null,4.5999999999999996,4,55,11.240000000000006]
[47,100,0,13.34,null,4.5999999999999996,4.0999999999999996,55,11.338000000000006]
[47,101,0,13.34,null,4.5999999999999996,4.2,55,11.436000000000007]
[47,102,0,13.34,null,4.5999999999999996,4.3,55,11.534000000000008]
[47,103,0,13.34,null,4.5999999999999996,4.4000000000000004,55,11.632000000000009]
[47,104,0,13.34,null,4.5999999999999996,4.5,55,11.730000000000009]
[47,105,0,13.34,null,4.5999999999999996,4.5999999999999996,55,11.82800000000001]
[47,106,0,13.34,null,4.5999999999999996,4.7,55,11.926000000000011]
[47,107,0,13.34,null,4.5999999999999996,4.8,55,12.024000000000012]
[47,108,0,13.34,null,4.5999999999999996,4.9000000000000004,55,12.122000000000012]
[47,109,0,13.34,null,4.5999999999999996,5,55,12.219999999999997]
[47,110,0,13.34,null,4.5999999999999996,5.0999999999999996,55,12.314999999999998]
[47,111,0,13.34,null,4.5999999999999996,5.2,55,12.409999999999998]
[47,112,0,13.34,null,4.5999999999999996,5.3,55,12.504999999999999]
[47,113,0,13.34,null,4.5999999999999996,5.4,55,12.6]
[47,114,0,13.34,null,4.5999999999999996,5.5,55,12.695]
[47,115,0,13.34,null,4.5999999999999996,5.6,55,12.790000000000001]
[47,116,0,13.34,null,4.5999999999999996,5.7,55,12.885000000000002]
[47,117,0,13.34,null,4.5999999999999996,5.8,55,12.980000000000002]
[47,118,0,13.34,null,4.5999999999999996,5.9,55,13.075000000000003]
[47,119,0,13.34,null,4.5999999999999996,6,55,13.170000000000003]
[47,120,0,13.34,null,4.5999999999999996,6.1,55,13.265000000000004]
[47,121,0,13.34,null,4.5999999999999996,6.2,55,13.360000000000005]
[47,122,0,13.34,null,4.5999999999999996,6.3,55,13.455000000000005]
[47,123,0,13.34,null,4.5999999999999996,6.4,55,13.550000000000006]
[47,124,0,13.34,null,4.5999999999999996,6.5,55,13.645000000000007]
[47,125,0,13.34,null,4.5999999999999996,6.6,55,13.740000000000007]
[47,126,0,13.34,null,4.5999999999999996,6.7,55,13.835000000000008]
[47,127,0,13.34,null,4.5999999999999996,6.8,55,13.930000000000009]
[47,128,0,13.34,null,4.5999999999999996,6.9,55,14.025000000000009]
[47,129,0,13.34,null,4.5999999999999996,7,55,14.119999999999997]
[47,130,0,13.34,null,4.5999999999999996,7.1,55,14.134999999999998]
[47,131,0,13.34,null,4.5999999999999996,7.2,55,14.149999999999999]
[47,132,0,13.34,null,4.5999999999999996,7.3,55,14.164999999999999]
[47,133,0,13.34,null,4.5999999999999996,7.4,55,14.18]
[47,134,0,13.34,null,4.5999999999999996,7.5,55,14.195]
[47,135,0,13.34,null,4.5999999999999996,7.6,55,14.21]
[47,136,0,13.34,null,4.5999999999999996,7.7,55,14.225000000000001]
[47,137,0,13.34,null,4.5999999999999996,7.8,55,14.240000000000002]
[47,138,0,13.34,null,4.5999999999999996,7.9,55,14.255000000000003]
[47,139,0,13.34,null,4.5999999999999996,8,55,14.270000000000003]
[47,140,0,13.34,null,4.5999999999999996,8.1,55,14.285000000000004]
[47,141,0,13.34,null,4.5999999999999996,8.1999999999999993,55,14.300000000000004]
[47,142,0,13.34,null,4.5999999999999996,8.3000000000000007,55,14.315000000000005]
[47,143,0,13.34,null,4.5999999999999996,8.4,55,14.330000000000005]
[47,144,0,13.34,null,4.5999999999999996,8.5000000000000107,55,14.345000000000006]
[47,145,0,13.34,null,4.5999999999999996,8.6,55,14.360000000000007]
[47,146,0,13.34,null,4.5999999999999996,8.6999999999999993,55,14.375000000000007]
[47,147,0,13.34,null,4.5999999999999996,8.8000000000000096,55,14.390000000000008]
[47,148,0,13.34,null,4.5999999999999996,8.9000000000000092,55,14.405000000000008]
[47,149,0,13.34,null,4.5999999999999996,9.0000000000000107,55,14.419999999999998]
[47,150,0,13.34,null,4.5999999999999996,9.1,55,14.543999999999999]
[48,45,0,13.36,null,4.5999999999999996,9.2000000000000099,55,14.667999999999999]
[48,46,0,13.36,null,4.5999999999999996,9.3000000000000096,55,14.792]
[48,47,0,13.36,null,4.5999999999999996,9.4000000000000092,55,14.916]
[48,48,0,13.36,null,4.5999999999999996,9.5000000000000107,55,15.040000000000001]
[48,49,0,13.36,null,4.5999999999999996,9.6000000000000103,55,15.164000000000001]
[48,50,0,13.36,null,4.5999999999999996,9.7000000000000099,55,15.288000000000002]
[48,51,0,13.36,null,4.5999999999999996,9.8000000000000096,55,15.412000000000003]
[48,52,0,13.36,null,4.5999999999999996,9.9000000000000092,55,15.536000000000003]
[48,53,0,13.36,null,4.5999999999999996,10,55,15.659999999999998]
[48,54,0,13.36,null,4.7,3,55,10.269999999999998]
[48,55,0,13.36,null,4.7,3.1,55,10.368499999999997]
[48,56,0,13.36,null,4.7,3.2,55,10.466999999999997]
[48,57,0,13.36,null,4.7,3.3,55,10.565499999999997]
[48,58,0,13.36,null,4.7,3.4,55,10.663999999999996]
[48,59,0,13.36,null,4.7,3.5,55,10.762499999999996]
[48,60,0,13.36,null,4.7,3.6,55,10.860999999999995]
[48,61,0,13.36,null,4.7,3.7,55,10.959499999999995]
[48,62,0,13.36,null,4.7,3.8,55,11.057999999999995]
[48,63,0,13.36,null,4.7,3.9,55,11.156499999999994]
[48,64,0,13.36,null,4.7,4,55,11.254999999999994]
[48,65,0,13.36,null,4.7,4.0999999999999996,55,11.353499999999993]
[48,66,0,13.36,null,4.7,4.2,55,11.451999999999993]
[48,67,0,13.36,null,4.7,4.3,55,11.550499999999992]
[48,68,0,13.36,null,4.7,4.4000000000000004,55,11.648999999999992]
[48,69,0,13.36,null,4.7,4.5,55,11.747499999999992]
[48,70,0,13.36,null,4.7,4.5999999999999996,55,11.845999999999991]
[48,71,0,13.36,null,4.7,4.7,55,11.944499999999991]
[48,72,0,13.36,null,4.7,4.8,55,12.04299999999999]
[48,73,0,13.36,null,4.7,4.9000000000000004,55,12.14149999999999]
[48,74,0,13.36,null,4.7,5,55,12.239999999999997]
[48,75,0,13.36,null,4.7,5.0999999999999996,55,12.334999999999997]
[48,76,0,13.36,null,4.7,5.2,55,12.429999999999998]
[48,77,0,13.36,null,4.7,5.3,55,12.524999999999999]
[48,78,0,13.36,null,4.7,5.4,55,12.62]
[48,79,0,13.36,null,4.7,5.5,55,12.715]
[48,80,0,13.36,null,4.7,5.6,55,12.81]
[48,81,0,13.36,null,4.7,5.7,55,12.905000000000001]
[48,82,0,13.36,null,4.7,5.8,55,13.000000000000002]
[48,83,0,13.36,null,4.7,5.9,55,13.095000000000002]
[48,84,0,13.36,null,4.7,6,55,13.190000000000003]
[48,85,0,13.36,null,4.7,6.1,55,13.285000000000004]
[48,86,0,13.36,null,4.7,6.2,55,13.380000000000004]
[48,87,0,13.36,null,4.7,6.3,55,13.475000000000005]
[48,88,0,13.36,null,4.7,6.4,55,13.570000000000006]
[48,89,0,13.36,null,4.7,6.5,55,13.665000000000006]
[48,90,0,13.36,null,4.7,6.6,55,13.760000000000007]
[48,91,0,13.36,null,4.7,6.7,55,13.855000000000008]
[48,92,0,13.36,null,4.7,6.8,55,13.950000000000008]
[48,93,0,13.36,null,4.7,6.9,55,14.045000000000009]
[48,94,0,13.36,null,4.7,7,55,14.139999999999997]
[48,95,0,13.36,null,4.7,7.1,55,14.154999999999998]
[48,96,0,13.36,null,4.7,7.2,55,14.169999999999998]
[48,97,0,13.36,null,4.7,7.3,55,14.184999999999999]
[48,98,0,13.36,null,4.7,7.4,55,14.2]
[48,99,0,13.36,null,4.7,7.5,55,14.215]
[48,100,0,13.36,null,4.7,7.6,55,14.23]
[48,101,0,13.36,null,4.7,7.7,55,14.245000000000001]
[48,102,0,13.36,null,4.7,7.8,55,14.260000000000002]
[48,103,0,13.36,null,4.7,7.9,55,14.275000000000002]
[48,104,0,13.36,null,4.7,8,55,14.290000000000003]
[48,105,0,13.36,null,4.7,8.1,55,14.305000000000003]
[48,106,0,13.36,null,4.7,8.1999999999999993,55,14.320000000000004]
[48,107,0,13.36,null,4.7,8.3000000000000007,55,14.335000000000004]
[48,108,0,13.36,null,4.7,8.4,55,14.350000000000005]
[48,109,0,13.36,null,4.7,8.5000000000000107,55,14.365000000000006]
[48,110,0,13.36,null,4.7,8.6,55,14.380000000000006]
[48,111,0,13.36,null,4.7,8.6999999999999993,55,14.395000000000007]
[48,112,0,13.36,null,4.7,8.8000000000000096,55,14.410000000000007]
[48,113,0,13.36,null,4.7,8.9000000000000092,55,14.425000000000008]
[48,114,0,13.36,null,4.7,9.0000000000000107,55,14.439999999999998]
[48,115,0,13.36,null,4.7,9.1,55,14.562999999999997]
[48,116,0,13.36,null,4.7,9.2000000000000099,55,14.685999999999996]
[48,117,0,13.36,null,4.7,9.3000000000000096,55,14.808999999999996]
[48,118,0,13.36,null,4.7,9.4000000000000092,55,14.931999999999995]
[48,119,0,13.36,null,4.7,9.5000000000000107,55,15.054999999999994]
[48,120,0,13.36,null,4.7,9.6000000000000103,55,15.177999999999994]
[48,121,0,13.36,null,4.7,9.7000000000000099,55,15.300999999999993]
[48,122,0,13.36,null,4.7,9.8000000000000096,55,15.423999999999992]
[48,123,0,13.36,null,4.7,9.9000000000000092,55,15.546999999999992]
[48,124,0,13.36,null,4.7,10,55,15.669999999999998]
[48,125,0,13.36,null,4.8,3,55,10.279999999999998]
[48,126,0,13.36,null,4.8,3.1,55,10.378999999999998]
[48,127,0,13.36,null,4.8,3.2,55,10.477999999999998]
[48,128,0,13.36,null,4.8,3.3,55,10.576999999999998]
[48,129,0,13.36,null,4.8,3.4,55,10.675999999999998]
[48,130,0,13.36,null,4.8,3.5,55,10.774999999999999]
[48,131,0,13.36,null,4.8,3.6,55,10.873999999999999]
[48,132,0,13.36,null,4.8,3.7,55,10.972999999999999]
[48,133,0,13.36,null,4.8,3.8,55,11.071999999999999]
[48,134,0,13.36,null,4.8,3.9,55,11.170999999999999]
[48,135,0,13.36,null,4.8,4,55,11.27]
[48,137,0,13.36,null,4.8,4.2,55,11.468]
[48,148,0,13.36,null,4.8,5.3,55,12.544999999999998]
[49,50,0,13.379999999999999,null,4.8,6.1,55,13.305000000000003]
[49,60,0,13.379999999999999,null,4.8,7.1,55,14.174999999999997]
[49,69,0,13.379999999999999,null,4.8,8,55,14.310000000000002]
[49,74,0,13.379999999999999,null,4.8,8.5000000000000107,55,14.385000000000005]
[49,88,0,13.379999999999999,null,4.8,9.9000000000000092,55,15.557999999999996]
[49,92,0,13.379999999999999,null,4.9000000000000004,3.2,55,10.488999999999997]
[49,99,0,13.379999999999999,null,4.9000000000000004,3.9,55,11.18549999999999]
[49,110,0,13.379999999999999,null,4.9000000000000004,5,55,12.279999999999996]
[49,118,0,13.379999999999999,null,4.9000000000000004,5.8,55,13.040000000000001]
[49,128,0,13.379999999999999,null,4.9000000000000004,6.8,55,13.990000000000007]
[49,137,0,13.379999999999999,null,4.9000000000000004,7.7,55,14.285]
[49,142,0,13.379999999999999,null,4.9000000000000004,8.1999999999999993,55,14.360000000000003]
[50,50,0,13.399999999999999,null,4.9000000000000004,9.6000000000000103,55,15.206]
[50,54,0,13.399999999999999,null,4.9000000000000004,10,55,15.689999999999998]
[50,61,0,13.399999999999999,null,5,3.6,55,10.899999999999999]
[50,72,0,13.399999999999999,null,5,4.7,55,11.999999999999995]
[50,80,0,13.399999999999999,null,5,5.5,55,12.775000000000004]
[50,90,0,13.399999999999999,null,5,6.5,55,13.72500000000001]
[50,99,0,13.399999999999999,null,5,7.4,55,14.260000000000002]
[50,108,0,13.399999999999999,null,5,8.3000000000000007,55,14.395000000000007]
[50,118,0,13.399999999999999,null,5,9.3000000000000096,55,14.859999999999998]
[50,122,0,13.399999999999999,null,5,9.7000000000000099,55,15.339999999999995]
[50,129,0,13.399999999999999,null,2,3.3,100,6.7250000000000005]
[50,140,0,13.399999999999999,null,2,4.4000000000000004,100,7.5500000000000025]
[50,148,0,13.399999999999999,null,2,5.2,100,8.0500000000000007]
[51,52,0,13.419999999999998,null,2,6.2,100,8.3000000000000043]
[51,61,0,13.419999999999998,null,2,7.1,100,8.5449999999999999]
[51,70,0,13.419999999999998,null,2,8,100,8.9499999999999993]
[51,80,0,13.419999999999998,null,2,9.0000000000000107,100,9.4]
[51,84,0,13.419999999999998,null,2,9.4000000000000092,100,9.7200000000000006]
[51,91,0,13.419999999999998,null,2.1,3,100,6.5]
[51,102,0,13.419999999999998,null,2.1,4.0999999999999996,100,7.3359999999999959]
[51,110,0,13.419999999999998,null,2.1,4.9000000000000004,100,7.9439999999999928]
[51,120,0,13.419999999999998,null,2.1,5.9,100,8.2585000000000033]
[51,129,0,13.419999999999998,null,2.1,6.8,100,8.497000000000007]
[51,138,0,13.419999999999998,null,2.1,7.7,100,8.8544999999999998]
[51,148,0,13.419999999999998,null,2.1,8.6999999999999993,100,9.2894999999999985]
[52,46,0,13.439999999999998,null,2.1,9.1,100,9.5009999999999994]
[52,53,0,13.439999999999998,null,2.1,9.8000000000000096,100,10.067999999999996]
[52,64,0,13.439999999999998,null,2.2000000000000002,3.8,100,7.1159999999999997]
[52,72,0,13.439999999999998,null,2.2000000000000002,4.5999999999999996,100,7.7319999999999993]
[52,82,0,13.439999999999998,null,2.2000000000000002,5.6,100,8.208000000000002]
[52,91,0,13.439999999999998,null,2.2000000000000002,6.5,100,8.4600000000000062]
[52,100,0,13.439999999999998,null,2.2000000000000002,7.4,100,8.7680000000000007]
[52,110,0,13.439999999999998,null,2.2000000000000002,8.4,100,9.1879999999999988]
[52,114,0,13.439999999999998,null,2.2000000000000002,8.8000000000000096,100,9.3559999999999981]
[52,121,0,13.439999999999998,null,2.2000000000000002,9.5000000000000107,100,9.8500000000000014]
[52,132,0,13.439999999999998,null,2.2999999999999998,3.5,100,6.8900000000000015]
[52,140,0,13.439999999999998,null,2.2999999999999998,4.3,100,7.5140000000000038]
[52,150,0,13.439999999999998,null,2.2999999999999998,5.3,100,8.1485000000000003]
[53,53,0,13.459999999999997,null,2.2999999999999998,6.2,100,8.414000000000005]
[53,62,0,13.459999999999997,null,2.2999999999999998,7.1,100,8.6905000000000019]
[53,72,0,13.459999999999997,null,2.2999999999999998,8.1,100,9.0954999999999995]
[53,80,0,13.459999999999997,null,2.2999999999999998,8.9000000000000092,100,9.4194999999999975]
[53,83,0,13.459999999999997,null,2.2999999999999998,9.2000000000000099,100,9.6259999999999994]
[53,94,0,13.459999999999997,null,2.4,3.2,100,6.6579999999999995]
[53,102,0,13.459999999999997,null,2.4,4,100,7.2899999999999974]
[53,112,0,13.459999999999997,null,2.4,5,100,8.0799999999999983]
[53,121,0,13.459999999999997,null,2.4,5.9,100,8.3590000000000035]
[53,130,0,13.459999999999997,null,2.4,6.8,100,8.6380000000000088]
[53,140,0,13.459999999999997,null,2.4,7.8,100,9.0120000000000005]
[53,148,0,13.459999999999997,null,2.4,8.6,100,9.3239999999999981]
[54,45,0,13.479999999999997,null,2.4,8.9000000000000092,100,9.4409999999999972]
[54,56,0,13.479999999999997,null,2.4,10,100,10.319999999999997]
[54,64,0,13.479999999999997,null,2.5,3.7,100,7.0600000000000005]
[54,74,0,13.479999999999997,null,2.5,4.7,100,7.8600000000000012]
[54,83,0,13.479999999999997,null,2.5,5.6,100,8.2950000000000017]
[54,92,0,13.479999999999997,null,2.5,6.5,100,8.5875000000000075]
[54,102,0,13.479999999999997,null,2.5,7.5,100,8.9375000000000018]
[54,110,0,13.479999999999997,null,2.5,8.3000000000000007,100,9.2374999999999989]
[54,113,0,13.479999999999997,null,2.5,8.6,100,9.3499999999999979]
[54,124,0,13.479999999999997,null,2.5,9.7000000000000099,100,10.094999999999992]
[54,132,0,13.479999999999997,null,2.6,3.4,100,6.8239999999999981]
[54,142,0,13.479999999999997,null,2.6,4.4000000000000004,100,7.6339999999999932]
[55,45,0,13.499999999999996,null,2.6,5.3,100,8.2219999999999995]
[55,54,0,13.499999999999996,null,2.6,6.2,100,8.5280000000000058]
[55,64,0,13.499999999999996,null,2.6,7.2,100,8.8720000000000034]
[55,72,0,13.499999999999996,null,2.6,8,100,9.16]
[55,75,0,13.499999999999996,null,2.6,8.3000000000000007,100,9.2679999999999989]
[55,86,0,13.499999999999996,null,2.6,9.4000000000000092,100,9.863999999999999]
[55,94,0,13.499999999999996,null,2.7,3.1,100,6.5819999999999999]
[55,104,0,13.499999999999996,null,2.7,4.0999999999999996,100,7.4019999999999984]
[55,113,0,13.499999999999996,null,2.7,5,100,8.139999999999997]
[55,122,0,13.499999999999996,null,2.7,5.9,100,8.4595000000000038]
[55,132,0,13.499999999999996,null,2.7,6.9,100,8.8145000000000113]
[55,140,0,13.499999999999996,null,2.7,7.7,100,9.0915000000000017]
[55,143,0,13.499999999999996,null,2.7,8,100,9.1950000000000003]
[56,48,0,13.519999999999996,null,2.7,9.1,100,9.6269999999999971]
[56,56,0,13.519999999999996,null,2.7,9.9000000000000092,100,10.322999999999995]
[56,66,0,13.519999999999996,null,2.8,3.8,100,7.1640000000000015]
[56,75,0,13.519999999999996,null,2.8,4.7,100,7.9110000000000031]
[56,84,0,13.519999999999996,null,2.8,5.6,100,8.3820000000000014]
[56,94,0,13.519999999999996,null,2.8,6.6,100,8.7520000000000095]
[56,102,0,13.519999999999996,null,2.8,7.4,100,9.0320000000000036]
[56,105,0,13.519999999999996,null,2.8,7.7,100,9.131000000000002]
[56,120,0,13.519999999999996,null,2.8,9.2000000000000099,100,9.7359999999999953]
[56,124,0,13.519999999999996,null,2.8,9.6000000000000103,100,10.087999999999992]
[56,134,0,13.519999999999996,null,2.9,3.5,100,6.9199999999999982]
[56,143,0,13.519999999999996,null,2.9,4.4000000000000004,100,7.6759999999999948]
[57,46,0,13.539999999999996,null,2.9,5.3,100,8.2954999999999988]
[57,56,0,13.539999999999996,null,2.9,6.3,100,8.6805000000000074]
[57,64,0,13.539999999999996,null,2.9,7.1,100,8.9815000000000058]
[57,67,0,13.539999999999996,null,2.9,7.4,100,9.0760000000000041]
[57,82,0,13.539999999999996,null,2.9,8.9000000000000092,100,9.5484999999999953]
[57,86,0,13.539999999999996,null,2.9,9.3000000000000096,100,9.8469999999999978]
[57,96,0,13.539999999999996,null,3,3.2,100,6.67]
[57,105,0,13.539999999999996,null,3,4.0999999999999996,100,7.4349999999999996]
[57,114,0,13.539999999999996,null,3,5,100,8.1999999999999993]
[57,124,0,13.539999999999996,null,3,6,100,8.5999999999999908]
[57,132,0,13.539999999999996,null,3,6.8,100,8.9199999999999839]
[57,135,0,13.539999999999996,null,3,7.1,100,9.0299999999999994]
[57,150,0,13.539999999999996,null,3,8.6,100,9.4799999999999898]
[58,48,0,13.559999999999995,null,3,9.0000000000000107,100,9.6]
[58,58,0,13.559999999999995,null,3,10,100,10.5]
[58,67,0,13.559999999999995,null,3.1,3.8,100,7.1979999999999995]
[58,76,0,13.559999999999995,null,3.1,4.7,100,7.9494999999999987]
[58,86,0,13.559999999999995,null,3.1,5.7,100,8.5114999999999945]
[58,94,0,13.559999999999995,null,3.1,6.5,100,8.8674999999999891]
[58,97,0,13.559999999999995,null,3.1,6.8,100,9.000999999999987]
[58,112,0,13.559999999999995,null,3.1,8.3000000000000007,100,9.447499999999998]
[58,116,0,13.559999999999995,null,3.1,8.6999999999999993,100,9.5574999999999974]
[58,126,0,13.559999999999995,null,3.1,9.7000000000000099,100,10.255999999999995]
[58,135,0,13.559999999999995,null,3.2,3.5,100,6.97]
[58,144,0,13.559999999999995,null,3.2,4.4000000000000004,100,7.7079999999999984]
[59,48,0,13.579999999999995,null,3.2,5.4,100,8.3959999999999972]
[59,56,0,13.579999999999995,null,3.2,6.2,100,8.7879999999999932]
[59,59,0,13.579999999999995,null,3.2,6.5,100,8.9349999999999916]
[59,74,0,13.579999999999995,null,3.2,8,100,9.4300000000000033]
[59,78,0,13.579999999999995,null,3.2,8.4,100,9.5300000000000047]
[59,83,0,13.579999999999995,null,3.2,8.9000000000000092,100,9.6550000000000065]
[59,97,0,13.579999999999995,null,3.3,3.2,100,6.7510000000000003]
[59,106,0,13.579999999999995,null,3.3,4.0999999999999996,100,7.4754999999999985]
[59,116,0,13.579999999999995,null,3.3,5.0999999999999996,100,8.2534999999999989]
[59,124,0,13.579999999999995,null,3.3,5.9,100,8.6814999999999962]
[59,127,0,13.579999999999995,null,3.3,6.2,100,8.8419999999999952]
[59,142,0,13.579999999999995,null,3.3,7.7,100,9.4275000000000055]
[59,146,0,13.579999999999995,null,3.3,8.1,100,9.517500000000009]
[60,45,0,13.6,null,3.3,8.6,100,9.6300000000000132]
[60,59,0,13.6,null,3.3,10,100,10.559999999999999]
[60,68,0,13.6,null,3.4,3.8,100,7.2519999999999989]
[60,78,0,13.6,null,3.4,4.8,100,8.0419999999999963]
[60,86,0,13.6,null,3.4,5.6,100,8.5479999999999983]
[60,89,0,13.6,null,3.4,5.9,100,8.7219999999999978]
[60,104,0,13.6,null,3.4,7.4,100,9.4399999999999977]
[60,108,0,13.6,null,3.4,7.8,100,9.519999999999996]
[60,113,0,13.6,null,3.4,8.3000000000000007,100,9.6199999999999939]
[60,127,0,13.6,null,3.4,9.7000000000000099,100,10.334000000000003]
[60,136,0,13.6,null,3.5,3.5,100,7.0374999999999996]
[60,146,0,13.6,null,3.5,4.5,100,7.8124999999999964]
[61,48,0,13.613333333333333,null,3.5,5.3,100,8.3874999999999993]
[61,51,0,13.613333333333333,null,3.5,5.6,100,8.5749999999999993]
[61,66,0,13.613333333333333,null,3.5,7.1,100,9.4674999999999994]
[61,70,0,13.613333333333333,null,3.5,7.5,100,9.5374999999999996]
[61,75,0,13.613333333333333,null,3.5,8,100,9.625]
[61,89,0,13.613333333333333,null,3.5,9.4000000000000092,100,10.119999999999997]
[61,98,0,13.613333333333333,null,3.6,3.2,100,6.8320000000000007]
[61,108,0,13.613333333333333,null,3.6,4.2,100,7.591999999999997]
[61,116,0,13.613333333333333,null,3.6,5,100,8.1999999999999993]
[61,119,0,13.613333333333333,null,3.6,5.3,100,8.4009999999999998]
[61,134,0,13.613333333333333,null,3.6,6.8,100,9.4060000000000024]
[61,138,0,13.613333333333333,null,3.6,7.2,100,9.57]
[61,143,0,13.613333333333333,null,3.6,7.7,100,9.6450000000000031]
[62,51,0,13.626666666666667,null,3.6,9.1,100,9.9179999999999957]
[62,55,0,13.626666666666667,null,3.6,9.5000000000000107,100,10.229999999999993]
[62,70,0,13.626666666666667,null,3.7,3.9,100,7.3804999999999978]
[62,78,0,13.626666666666667,null,3.7,4.7,100,7.9764999999999944]
[62,81,0,13.626666666666667,null,3.7,5,100,8.1999999999999993]
[62,96,0,13.626666666666667,null,3.7,6.5,100,9.2725000000000044]
[62,100,0,13.626666666666667,null,3.7,6.9,100,9.5585000000000058]
[62,105,0,13.626666666666667,null,3.7,7.4,100,9.6799999999999962]
[62,119,0,13.626666666666667,null,3.7,8.8000000000000096,100,9.8549999999999862]
[62,123,0,13.626666666666667,null,3.7,9.2000000000000099,100,10.031999999999996]
[62,138,0,13.626666666666667,null,3.8,3.6,100,7.177999999999999]
[62,146,0,13.626666666666667,null,3.8,4.4000000000000004,100,7.7619999999999951]
[62,149,0,13.626666666666667,null,3.8,4.7,100,7.9809999999999937]
[63,58,0,13.64,null,3.8,6.2,100,9.1120000000000054]
[63,62,0,13.64,null,3.8,6.6,100,9.4160000000000075]
[63,67,0,13.64,null,3.8,7.1,100,9.7299999999999986]
[63,81,0,13.64,null,3.8,8.5000000000000107,100,9.8699999999999957]
[63,85,0,13.64,null,3.8,8.9000000000000092,100,9.9099999999999948]
[63,100,0,13.64,null,3.9,3.3,100,6.9845000000000006]
[63,108,0,13.64,null,3.9,4.0999999999999996,100,7.5564999999999962]
[63,111,0,13.64,null,3.9,4.4000000000000004,100,7.7709999999999946]
[63,126,0,13.64,null,3.9,5.9,100,8.9245000000000054]
[63,130,0,13.64,null,3.9,6.3,100,9.2465000000000082]
[63,135,0,13.64,null,3.9,6.8,100,9.6490000000000116]
[63,149,0,13.64,null,3.9,8.1999999999999993,100,9.9000000000000021]
[64,47,0,13.653333333333334,null,3.9,8.6,100,9.9300000000000033]
[64,62,0,13.653333333333334,null,4,3,100,6.8]
[64,70,0,13.653333333333334,null,4,3.8,100,7.3600000000000021]
[64,73,0,13.653333333333334,null,4,4.0999999999999996,100,7.5700000000000029]
[64,88,0,13.653333333333334,null,4,5.6,100,8.7100000000000044]
[64,92,0,13.653333333333334,null,4,6,100,9.0500000000000078]
[64,97,0,13.653333333333334,null,4,6.5,100,9.4750000000000121]
[64,111,0,13.653333333333334,null,4,7.9,100,9.9450000000000074]
[64,115,0,13.653333333333334,null,4,8.3000000000000007,100,9.9650000000000105]
[64,130,0,13.653333333333334,null,4,9.8000000000000096,100,10.560000000000002]
[64,133,0,13.653333333333334,null,4.0999999999999996,3,100,6.81]
[64,145,0,13.653333333333334,null,4.0999999999999996,4.2,100,7.650000000000003]
[65,45,0,13.666666666666668,null,4.0999999999999996,4.8,100,8.0700000000000038]
[65,57,0,13.666666666666668,null,4.0999999999999996,6,100,9.0649999999999959]
[65,64,0,13.666666666666668,null,4.0999999999999996,6.7,100,9.6634999999999938]
[65,71,0,13.666666666666668,null,4.0999999999999996,7.4,100,9.9419999999999984]
[65,83,0,13.666666666666668,null,4.0999999999999996,8.6,100,10.007999999999994]
[65,89,0,13.666666666666668,null,4.0999999999999996,9.2000000000000099,100,10.167999999999999]
[65,94,0,13.666666666666668,null,4.0999999999999996,9.7000000000000099,100,10.512999999999995]
[65,107,0,13.666666666666668,null,4.2,3.9,100,7.450000000000002]
[65,113,0,13.666666666666668,null,4.2,4.5,100,7.8700000000000037]
[65,125,0,13.666666666666668,null,4.2,5.7,100,8.822000000000001]
[65,132,0,13.666666666666668,null,4.2,6.4,100,9.424000000000003]
[65,139,0,13.666666666666668,null,4.2,7.1,100,9.9459999999999997]
[66,45,0,13.680000000000001,null,4.2,8.3000000000000007,100,10.018000000000002]
[66,51,0,13.680000000000001,null,4.2,8.9000000000000092,100,10.054000000000004]
[66,56,0,13.680000000000001,null,4.2,9.4000000000000092,100,10.331999999999997]
[66,69,0,13.680000000000001,null,4.3,3.6,100,7.2500000000000009]
[66,75,0,13.680000000000001,null,4.3,4.2,100,7.6700000000000026]
[66,87,0,13.680000000000001,null,4.3,5.4,100,8.5760000000000005]
[66,94,0,13.680000000000001,null,4.3,6.1,100,9.1815000000000069]
[66,105,0,13.680000000000001,null,4.3,7.2,100,9.972999999999999]
[66,113,0,13.680000000000001,null,4.3,8,100,10.024999999999991]
[66,119,0,13.680000000000001,null,4.3,8.6,100,10.063999999999986]
[66,124,0,13.680000000000001,null,4.3,9.1,100,10.156999999999998]
[66,137,0,13.680000000000001,null,4.4000000000000004,3.3,100,7.05]
[66,143,0,13.680000000000001,null,4.4000000000000004,3.9,100,7.4700000000000015]
[67,49,0,13.693333333333335,null,4.4000000000000004,5.0999999999999996,100,8.3269999999999982]
[67,56,0,13.693333333333335,null,4.4000000000000004,5.8,100,8.9359999999999964]
[67,67,0,13.693333333333335,null,4.4000000000000004,6.9,100,9.8929999999999936]
[67,75,0,13.693333333333335,null,4.4000000000000004,7.7,100,10.028999999999996]
[67,81,0,13.693333333333335,null,4.4000000000000004,8.3000000000000007,100,10.070999999999994]
[67,86,0,13.693333333333335,null,4.4000000000000004,8.8000000000000096,100,10.105999999999993]
[67,99,0,13.693333333333335,null,4.5,3,100,6.8499999999999988]
[67,105,0,13.693333333333335,null,4.5,3.6,100,7.2700000000000005]
[67,117,0,13.693333333333335,null,4.5,4.8,100,8.110000000000003]
[67,124,0,13.693333333333335,null,4.5,5.5,100,8.6875]
[67,135,0,13.693333333333335,null,4.5,6.6,100,9.6500000000000039]
[67,143,0,13.693333333333335,null,4.5,7.4,100,10.029999999999999]
[67,149,0,13.693333333333335,null,4.5,8,100,10.075000000000001]
[68,48,0,13.706666666666669,null,4.5,8.5000000000000107,100,10.112500000000002]
[68,61,0,13.706666666666669,null,4.5,9.8000000000000096,100,10.669999999999993]
[68,67,0,13.706666666666669,null,4.5999999999999996,3.3,100,7.0699999999999994]
[68,79,0,13.706666666666669,null,4.5999999999999996,4.5,100,7.9100000000000028]
[68,86,0,13.706666666666669,null,4.5999999999999996,5.2,100,8.4359999999999964]
[68,97,0,13.706666666666669,null,4.5999999999999996,6.3,100,9.4039999999999875]
[68,105,0,13.706666666666669,null,4.5999999999999996,7.1,100,10.027999999999997]
[68,111,0,13.706666666666669,null,4.5999999999999996,7.7,100,10.075999999999992]
[68,116,0,13.706666666666669,null,4.5999999999999996,8.1999999999999993,100,10.115999999999987]
[68,129,0,13.706666666666669,null,4.5999999999999996,9.5000000000000107,100,10.499999999999996]
[68,135,0,13.706666666666669,null,4.7,3,100,6.8699999999999983]
[68,147,0,13.706666666666669,null,4.7,4.2,100,7.7100000000000017]
[69,48,0,13.720000000000002,null,4.7,4.9000000000000004,100,8.2000000000000028]
[69,59,0,13.720000000000002,null,4.7,6,100,9.1549999999999958]
[69,67,0,13.720000000000002,null,4.7,6.8,100,9.8629999999999942]
[69,77,0,13.720000000000002,null,4.7,7.8,100,10.107999999999995]
[69,78,0,13.720000000000002,null,4.7,7.9,100,10.116499999999995]
[69,91,0,13.720000000000002,null,4.7,9.2000000000000099,100,10.335999999999997]
[69,97,0,13.720000000000002,null,4.7,9.8000000000000096,100,10.714]
[69,109,0,13.720000000000002,null,4.8,3.9,100,7.5100000000000007]
[69,116,0,13.720000000000002,null,4.8,4.5999999999999996,100,8.0000000000000018]
[69,127,0,13.720000000000002,null,4.8,5.7,100,8.9030000000000005]
[69,135,0,13.720000000000002,null,4.8,6.5,100,9.6150000000000038]
[69,145,0,13.720000000000002,null,4.8,7.5,100,10.104999999999999]
[69,146,0,13.720000000000002,null,4.8,7.6,100,10.113999999999999]
[70,53,0,13.733333333333336,null,4.8,8.9000000000000092,100,10.231000000000003]
[70,59,0,13.733333333333336,null,4.8,9.5000000000000107,100,10.549999999999992]
[70,71,0,13.733333333333336,null,4.9000000000000004,3.6,100,7.31]
[70,78,0,13.733333333333336,null,4.9000000000000004,4.3,100,7.8000000000000016]
[70,89,0,13.733333333333336,null,4.9000000000000004,5.4,100,8.6479999999999944]
[70,97,0,13.733333333333336,null,4.9000000000000004,6.2,100,9.3639999999999883]
[70,107,0,13.733333333333336,null,4.9000000000000004,7.2,100,10.098999999999995]
[70,108,0,13.733333333333336,null,4.9000000000000004,7.3,100,10.108499999999994]
[70,121,0,13.733333333333336,null,4.9000000000000004,8.6,100,10.231999999999983]
[70,127,0,13.733333333333336,null,4.9000000000000004,9.2000000000000099,100,10.391999999999994]
[70,139,0,13.733333333333336,null,5,3.3,100,7.1100000000000012]
[70,146,0,13.733333333333336,null,5,4,100,7.6000000000000032]
[71,51,0,13.74666666666667,null,5,5.0999999999999996,100,8.39]
[71,59,0,13.74666666666667,null,5,5.9,100,9.11]
[71,69,0,13.74666666666667,null,5,6.9,100,10.009999999999998]
[71,70,0,13.74666666666667,null,5,7,100,10.1]
[71,83,0,13.74666666666667,null,5,8.3000000000000007,100,10.229999999999997]
[71,89,0,13.74666666666667,null,5,8.9000000000000092,100,10.289999999999996]
[71,101,0,13.74666666666667,null,2,3,135,4.5999999999999996]
[71,108,0,13.74666666666667,null,2,3.7,135,5.3350000000000026]
[71,119,0,13.74666666666667,null,2,4.8,135,6.4900000000000073]
[71,127,0,13.74666666666667,null,2,5.6,135,6.8500000000000023]
[71,137,0,13.74666666666667,null,2,6.6,135,7.1000000000000059]
[71,138,0,13.74666666666667,null,2,6.7,135,7.1250000000000062]
[71,146,0,13.74666666666667,null,2,7.5,135,7.4749999999999988]
[72,51,0,13.760000000000003,null,2,8.6,135,8.0799999999999965]
[72,63,0,13.760000000000003,null,2,9.8000000000000096,135,9.2599999999999945]
[72,70,0,13.760000000000003,null,2.1,3.4,135,5.0419999999999998]
[72,81,0,13.760000000000003,null,2.1,4.5,135,6.2025000000000015]
[72,89,0,13.760000000000003,null,2.1,5.3,135,6.8065000000000007]
[72,99,0,13.760000000000003,null,2.1,6.3,135,7.0615000000000014]
[72,100,0,13.760000000000003,null,2.1,6.4,135,7.0870000000000015]
[72,108,0,13.760000000000003,null,2.1,7.2,135,7.3480000000000008]
[72,119,0,13.760000000000003,null,2.1,8.3000000000000007,135,7.9420000000000037]
[72,131,0,13.760000000000003,null,2.1,9.5000000000000107,135,8.9199999999999964]
[72,138,0,13.760000000000003,null,2.2000000000000002,3.1,135,4.7459999999999987]
[72,149,0,13.760000000000003,null,2.2000000000000002,4.2,135,5.9119999999999973]
[73,51,0,13.773333333333337,null,2.2000000000000002,5,135,6.7600000000000007]
[73,61,0,13.773333333333337,null,2.2000000000000002,6,135,7.0199999999999987]
[73,62,0,13.773333333333337,null,2.2000000000000002,6.1,135,7.0459999999999985]
[73,70,0,13.773333333333337,null,2.2000000000000002,6.9,135,7.2539999999999969]
[73,81,0,13.773333333333337,null,2.2000000000000002,8,135,7.81]
[73,93,0,13.773333333333337,null,2.2000000000000002,9.2000000000000099,135,8.5799999999999983]
[73,100,0,13.773333333333337,null,2.2000000000000002,9.9000000000000092,135,9.4199999999999928]
[73,111,0,13.773333333333337,null,2.2999999999999998,3.9,135,5.6185000000000027]
[73,119,0,13.773333333333337,null,2.2999999999999998,4.7,135,6.4705000000000066]
[73,129,0,13.773333333333337,null,2.2999999999999998,5.7,135,6.9755000000000038]
[73,130,0,13.773333333333337,null,2.2999999999999998,5.8,135,7.0020000000000042]
[73,138,0,13.773333333333337,null,2.2999999999999998,6.6,135,7.2140000000000075]
[73,149,0,13.773333333333337,null,2.2999999999999998,7.7,135,7.6839999999999975]
[74,55,0,13.786666666666671,null,2.2999999999999998,8.9000000000000092,135,8.3079999999999927]
[74,62,0,13.786666666666671,null,2.2999999999999998,9.6000000000000103,135,9.0799999999999947]
[74,73,0,13.786666666666671,null,2.4,3.6,135,5.3219999999999992]
[74,81,0,13.786666666666671,null,2.4,4.4000000000000004,135,6.1780000000000008]
[74,91,0,13.786666666666671,null,2.4,5.4,135,6.9280000000000017]
[74,92,0,13.786666666666671,null,2.4,5.5,135,6.9550000000000018]
[74,100,0,13.786666666666671,null,2.4,6.3,135,7.1710000000000029]
[74,111,0,13.786666666666671,null,2.4,7.4,135,7.5640000000000009]
[74,123,0,13.786666666666671,null,2.4,8.6,135,8.1760000000000019]
[74,130,0,13.786666666666671,null,2.4,9.3000000000000096,135,8.7399999999999967]
[74,141,0,13.786666666666671,null,2.5,3.3,135,5.0224999999999973]
[74,149,0,13.786666666666671,null,2.5,4.0999999999999996,135,5.8824999999999967]
[75,53,0,13.8,null,2.5,5.0999999999999996,135,6.8775000000000013]
[75,54,0,13.8,null,2.5,5.2,135,6.9050000000000011]
[75,62,0,13.8,null,2.5,6,135,7.125]
[75,73,0,13.8,null,2.5,7.1,135,7.45]
[75,80,0,13.8,null,2.5,7.8,135,7.7999999999999989]
[75,92,0,13.8,null,2.5,9.0000000000000107,135,8.3999999999999986]
[75,103,0,13.8,null,2.6,3,135,4.7199999999999971]
[75,111,0,13.8,null,2.6,3.8,135,5.5840000000000014]
[75,121,0,13.8,null,2.6,4.8,135,6.6640000000000068]
[75,122,0,13.8,null,2.6,4.9000000000000004,135,6.7720000000000073]
[75,130,0,13.8,null,2.6,5.7,135,7.0759999999999987]
[75,141,0,13.8,null,2.6,6.8,135,7.3839999999999941]
[75,148,0,13.8,null,2.6,7.5,135,7.6849999999999978]
[30,54,55,10.540000000000004,null,2.6,8.6999999999999993,135,8.2729999999999926]
[30,65,55,11.20000000000001,null,2.6,9.8000000000000096,135,9.3799999999999919]
[30,73,55,11.680000000000014,null,2.7,3.5,135,5.282499999999998]
[30,83,55,12.184000000000001,null,2.7,4.5,135,6.3675000000000006]
[30,84,55,12.232000000000001,null,2.7,4.5999999999999996,135,6.4760000000000009]
[30,92,55,12.616000000000001,null,2.7,5.4,135,7.0240000000000027]
[30,103,55,13.132000000000001,null,2.7,6.5,135,7.3375000000000048]
[30,110,55,13.440000000000005,null,2.7,7.2,135,7.5760000000000005]
[30,122,55,13.968000000000011,null,2.7,8.4,135,8.152000000000001]
[30,133,55,14.452000000000004,null,2.7,9.5000000000000107,135,9.0399999999999938]
[30,141,55,14.804000000000007,null,2.8,3.2,135,4.9779999999999962]
[31,45,55,10,null,2.8,4.2,135,6.0679999999999961]
[31,46,55,10.060444444444444,null,2.8,4.3,135,6.176999999999996]
[31,54,55,10.543999999999999,null,2.8,5.0999999999999996,135,6.9690000000000021]
[31,65,55,11.208888888888886,null,2.8,6.2,135,7.2880000000000011]
[31,72,55,11.631999999999996,null,2.8,6.9,135,7.4910000000000005]
[31,84,55,12.245333333333335,null,2.8,8.1,135,8.0369999999999973]
[31,95,55,12.773333333333335,null,2.8,9.2000000000000099,135,8.6999999999999957]
[31,103,55,13.144533333333335,null,2.8,10,135,9.6599999999999966]
[31,113,55,13.581866666666674,null,2.9,3.9,135,5.7655000000000012]
[31,114,55,13.625600000000007,null,2.9,4,135,5.8750000000000018]
[31,122,55,13.975466666666678,null,2.9,4.8,135,6.7510000000000066]
[31,133,55,14.458666666666669,null,2.9,5.9,135,7.2354999999999992]
[31,140,55,14.766666666666673,null,2.9,6.6,135,7.4419999999999966]
[32,46,55,10.060888888888888,null,2.9,7.8,135,7.9279999999999955]
[32,52,55,10.426222222222217,null,2.9,8.4,135,8.2039999999999917]
[32,65,55,11.217777777777762,null,2.9,9.7000000000000099,135,9.3199999999999914]
[32,75,55,11.826666666666668,null,3,3.6,135,5.4600000000000017]
[32,76,55,11.874666666666668,null,3,3.7,135,5.5700000000000021]
[32,84,55,12.258666666666668,null,3,4.5,135,6.4500000000000046]
[32,95,55,12.786666666666669,null,3,5.6,135,7.1800000000000015]
[32,102,55,13.113600000000002,null,3,6.3,135,7.3900000000000032]
[32,114,55,13.635200000000008,null,3,7.5,135,7.8249999999999993]
[32,120,55,13.896000000000011,null,3,8.1,135,8.0949999999999989]
[32,133,55,14.465333333333335,null,3,9.4000000000000092,135,8.9799999999999969]
[32,143,55,14.90533333333334,null,3.1,3.3,135,5.1329999999999991]
[32,144,55,14.949333333333341,null,3.1,3.4,135,5.2439999999999989]
[33,46,55,10.061333333333334,null,3.1,4.2,135,6.131999999999997]
[33,57,55,10.736000000000004,null,3.1,5.3,135,7.11]
[33,64,55,11.16533333333334,null,3.1,6,135,7.3200000000000021]
[33,76,55,11.888000000000002,null,3.1,7.2,135,7.7089999999999996]
[33,82,55,12.176000000000002,null,3.1,7.8,135,7.9760000000000009]
[33,95,55,12.800000000000002,null,3.1,9.1,135,8.629999999999999]
[33,105,55,13.256000000000004,null,3.2,3,135,4.8]
[33,106,55,13.299200000000004,null,3.2,3.1,135,4.9119999999999999]
[33,114,55,13.644800000000009,null,3.2,3.9,135,5.8080000000000007]
[33,125,55,14.119999999999997,null,3.2,5,135,7.0399999999999991]
[33,132,55,14.428000000000001,null,3.2,5.7,135,7.2500000000000009]
[33,144,55,14.956000000000007,null,3.2,6.9,135,7.6100000000000039]
[33,150,55,15.219999999999997,null,3.2,7.5,135,7.8600000000000012]
[34,57,55,10.74133333333333,null,3.2,8.8000000000000096,135,8.4320000000000075]
[34,67,55,11.359111111111105,null,3.2,9.8000000000000096,135,9.4799999999999933]
[34,68,55,11.420888888888882,null,3.2,9.9000000000000092,135,9.5999999999999925]
[34,76,55,11.901333333333335,null,3.3,3.6,135,5.4779999999999971]
[34,87,55,12.429333333333336,null,3.3,4.7,135,6.7209999999999921]
[34,94,55,12.765333333333336,null,3.3,5.4,135,7.18]
[34,106,55,13.310933333333338,null,3.3,6.6,135,7.5400000000000027]
[34,112,55,13.568533333333342,null,3.3,7.2,135,7.7469999999999981]
[34,125,55,14.126666666666663,null,3.3,8.5000000000000107,135,8.3124999999999964]
[34,130,55,14.346666666666666,null,3.3,9.0000000000000107,135,8.5299999999999994]
[34,142,55,14.874666666666672,null,3.4,3.1,135,4.9139999999999997]
[34,146,55,15.050666666666674,null,3.4,3.5,135,5.3699999999999992]
[35,54,55,10.560000000000008,null,3.4,4.9000000000000004,135,6.9659999999999975]
[35,59,55,10.871111111111123,null,3.4,5.4,135,7.1999999999999993]
[35,68,55,11.431111111111131,null,3.4,6.3,135,7.4700000000000015]
[35,78,55,12.010666666666669,null,3.4,7.3,135,7.8089999999999984]
[35,86,55,12.394666666666669,null,3.4,8.1,135,8.1529999999999969]
[35,97,55,12.92266666666667,null,3.4,9.2000000000000099,135,8.7799999999999976]
[35,104,55,13.237333333333337,null,3.4,9.9000000000000092,135,9.6199999999999921]
[35,108,55,13.408000000000007,null,3.5,3.2,135,5.03]
[35,122,55,14.005333333333349,null,3.5,4.5999999999999996,135,6.6400000000000032]
[35,127,55,14.22133333333333,null,3.5,5.0999999999999996,135,7.1299999999999981]
[35,136,55,14.617333333333335,null,3.5,6,135,7.4]
[35,146,55,15.057333333333339,null,3.5,7,135,7.6999999999999975]
[36,48,55,10.188000000000001,null,3.5,7.8,135,8.0400000000000009]
[36,59,55,10.877333333333336,null,3.5,8.9000000000000092,135,8.5075000000000056]
[36,66,55,11.316000000000004,null,3.5,9.6000000000000103,135,9.2699999999999942]
[36,70,55,11.566666666666672,null,3.5,10,135,9.7499999999999982]
[36,84,55,12.312000000000003,null,3.6,4.3,135,6.3079999999999954]
[36,89,55,12.552000000000003,null,3.6,4.8,135,6.8879999999999937]
[36,102,55,13.1648,null,3.6,6.1,135,7.45]
[36,108,55,13.419199999999993,null,3.6,6.7,135,7.6300000000000017]
[36,116,55,13.758399999999984,null,3.6,7.5,135,7.9299999999999962]
[36,127,55,14.227999999999996,null,3.6,8.6,135,8.3919999999999941]
[36,134,55,14.536,null,3.6,9.3000000000000096,135,8.9199999999999964]
[36,138,55,14.712000000000002,null,3.6,9.7000000000000099,135,9.3999999999999932]
[37,46,55,10.063111111111111,null,3.7,4,135,5.97]
[37,51,55,10.378666666666664,null,3.7,4.5,135,6.5549999999999997]
[37,64,55,11.199111111111103,null,3.7,5.8,135,7.379999999999999]
[37,70,55,11.577777777777767,null,3.7,6.4,135,7.5600000000000005]
[37,78,55,12.037333333333336,null,3.7,7.2,135,7.8229999999999968]
[37,89,55,12.565333333333337,null,3.7,8.3000000000000007,135,8.2794999999999916]
[37,96,55,12.901333333333337,null,3.7,9.0000000000000107,135,8.5699999999999985]
[37,100,55,13.093333333333335,null,3.7,9.4000000000000092,135,9.0499999999999954]
[37,114,55,13.683199999999987,null,3.8,3.7,135,5.6259999999999959]
[37,119,55,13.893866666666648,null,3.8,4.2,135,6.2159999999999931]
[37,132,55,14.454666666666665,null,3.8,5.5,135,7.3099999999999978]
[37,138,55,14.718666666666667,null,3.8,6.1,135,7.4899999999999993]
[37,146,55,15.070666666666671,null,3.8,6.9,135,7.7300000000000013]
[38,51,55,10.381333333333338,null,3.8,8,135,8.17]
[38,58,55,10.826222222222231,null,3.8,8.6999999999999993,135,8.4570000000000025]
[38,62,55,11.080444444444456,null,3.8,9.1,135,8.6999999999999975]
[38,76,55,11.95466666666667,null,3.9,3.4,135,5.2759999999999989]
[38,81,55,12.19466666666667,null,3.9,3.9,135,5.8709999999999978]
[38,94,55,12.818666666666671,null,3.9,5.2,135,7.2399999999999967]
[38,100,55,13.106666666666669,null,3.9,5.8,135,7.4199999999999982]
[38,108,55,13.441599999999994,null,3.9,6.6,135,7.66]
[38,119,55,13.902133333333316,null,3.9,7.7,135,8.0634999999999941]
[38,126,55,14.197333333333328,null,3.9,8.4,135,8.3469999999999924]
[38,130,55,14.37333333333333,null,3.9,8.8000000000000096,135,8.5089999999999915]
[38,144,55,14.989333333333336,null,4,3.1,135,4.92]
[38,149,55,15.209333333333339,null,4,3.6,135,5.5200000000000005]
[39,56,55,10.704000000000001,null,4,4.9000000000000004,135,7.0800000000000018]
[39,62,55,11.088000000000001,null,4,5.5,135,7.3500000000000014]
[39,65,55,11.280000000000001,null,4,5.8,135,7.4400000000000022]
[39,81,55,12.208000000000004,null,4,7.4,135,7.96]
[39,88,55,12.544000000000004,null,4,8.1,135,8.2399999999999949]
[39,92,55,12.736000000000004,null,4,8.5000000000000107,135,8.3999999999999915]
[39,106,55,13.369599999999997,null,4,9.9000000000000092,135,9.6800000000000068]
[39,111,55,13.577599999999991,null,4.0999999999999996,3.3,135,5.17]
[39,124,55,14.118399999999978,null,4.0999999999999996,4.5999999999999996,135,6.7300000000000013]
[39,130,55,14.379999999999995,null,4.0999999999999996,5.2,135,7.2709999999999999]
[39,133,55,14.511999999999997,null,4.0999999999999996,5.5,135,7.3624999999999998]
[39,149,55,15.216000000000005,null,4.0999999999999996,7.1,135,7.8605]
[40,50,55,10.322222222222219,null,4.0999999999999996,7.8,135,8.1439999999999984]
[40,54,55,10.579999999999995,null,4.0999999999999996,8.1999999999999993,135,8.3059999999999974]
[40,68,55,11.482222222222209,null,4.0999999999999996,9.6000000000000103,135,9.350000000000005]
[40,73,55,11.804444444444428,null,4.2,3,135,4.8199999999999994]
[40,86,55,12.461333333333338,null,4.2,4.3,135,6.3800000000000008]
[40,92,55,12.749333333333338,null,4.2,4.9000000000000004,135,7.1000000000000014]
[40,95,55,12.893333333333338,null,4.2,5.2,135,7.2819999999999991]
[40,111,55,13.587999999999992,null,4.2,6.8,135,7.7779999999999943]
[40,118,55,13.877333333333318,null,4.2,7.5,135,8.0450000000000017]
[40,122,55,14.042666666666648,null,4.2,7.9,135,8.2090000000000032]
[40,136,55,14.650666666666664,null,4.2,9.3000000000000096,135,9.02]
[40,141,55,14.870666666666667,null,4.2,9.8000000000000096,135,9.6200000000000045]
[41,48,55,10.194666666666668,null,4.3,4,135,6.03]
[41,54,55,10.584000000000005,null,4.3,4.5999999999999996,135,6.7500000000000009]
[41,57,55,10.778666666666673,null,4.3,4.9000000000000004,135,7.1100000000000012]
[41,73,55,11.816888888888904,null,4.3,6.5,135,7.7025000000000041]
[41,80,55,12.186666666666671,null,4.3,7.2,135,7.9429999999999996]
[41,84,55,12.378666666666671,null,4.3,7.6,135,8.1089999999999982]
[41,98,55,13.050666666666672,null,4.3,9.0000000000000107,135,8.6899999999999977]
[41,103,55,13.269866666666667,null,4.3,9.5000000000000107,135,9.2900000000000027]
[41,116,55,13.803733333333321,null,4.4000000000000004,3.7,135,5.68]
[41,122,55,14.050133333333315,null,4.4000000000000004,4.3,135,6.4]
[41,125,55,14.173333333333325,null,4.4000000000000004,4.5999999999999996,135,6.7600000000000007]
[41,141,55,14.877333333333333,null,4.4000000000000004,6.2,135,7.6239999999999997]
[41,143,55,14.965333333333334,null,4.4000000000000004,6.4,135,7.6879999999999997]
[42,46,55,10.065333333333333,null,4.4000000000000004,7.3,135,8.0059999999999985]
[42,60,55,10.979999999999999,null,4.4000000000000004,8.6999999999999993,135,8.5939999999999959]
[42,65,55,11.306666666666665,null,4.4000000000000004,9.2000000000000099,135,8.9599999999999973]
[42,78,55,12.104000000000005,null,4.5,3.4,135,5.3299999999999992]
[42,84,55,12.392000000000005,null,4.5,4,135,6.05]
[42,87,55,12.536000000000005,null,4.5,4.3,135,6.41]
[42,103,55,13.282400000000001,null,4.5,5.9,135,7.5424999999999969]
[42,105,55,13.363999999999999,null,4.5,6.1,135,7.6074999999999964]
[42,114,55,13.731199999999991,null,4.5,7,135,7.8999999999999986]
[42,128,55,14.311999999999992,null,4.5,8.4,135,8.4950000000000028]
[42,133,55,14.531999999999995,null,4.5,8.9000000000000092,135,8.7075000000000049]
[42,146,55,15.104000000000001,null,4.5999999999999996,3.1,135,4.9799999999999986]
[43,46,55,10.065777777777779,null,4.5999999999999996,3.7,135,5.6999999999999993]
[43,49,55,10.263111111111115,null,4.5999999999999996,4,135,6.06]
[43,65,55,11.315555555555576,null,4.5999999999999996,5.6,135,7.4580000000000011]
[43,67,55,11.447111111111134,null,4.5999999999999996,5.8,135,7.5240000000000018]
[43,76,55,12.021333333333338,null,4.5999999999999996,6.7,135,7.8210000000000051]
[43,90,55,12.693333333333339,null,4.5999999999999996,8.1,135,8.3929999999999918]
[43,95,55,12.933333333333339,null,4.5999999999999996,8.6,135,8.6079999999999881]
[43,108,55,13.497599999999997,null,4.5999999999999996,9.9000000000000092,135,9.860000000000003]
[43,114,55,13.740799999999991,null,4.7,3.4,135,5.3499999999999988]
[43,117,55,13.862399999999989,null,4.7,3.7,135,5.7099999999999991]
[43,133,55,14.538666666666661,null,4.7,5.3,135,7.3704999999999989]
[43,135,55,14.626666666666662,null,4.7,5.5,135,7.4374999999999991]
[43,144,55,15.022666666666666,null,4.7,6.4,135,7.7389999999999999]
[44,52,55,10.463555555555558,null,4.7,7.8,135,8.2879999999999967]
[44,57,55,10.794666666666672,null,4.7,8.3000000000000007,135,8.5054999999999961]
[44,70,55,11.655555555555566,null,4.7,9.6000000000000103,135,9.5300000000000011]
[44,76,55,12.034666666666672,null,4.8,3.1,135,4.9999999999999982]
[44,79,55,12.178666666666672,null,4.8,3.4,135,5.3599999999999985]
[44,95,55,12.946666666666673,null,4.8,5,135,7.2799999999999985]
[44,97,55,13.042666666666673,null,4.8,5.2,135,7.3479999999999981]
[44,106,55,13.428266666666666,null,4.8,6.1,135,7.6539999999999964]
[44,115,55,13.790666666666658,null,4.8,7,135,7.9599999999999973]
[44,125,55,14.193333333333323,null,4.8,8,135,8.4000000000000021]
[44,138,55,14.765333333333329,null,4.8,9.3000000000000096,135,9.1999999999999957]
[44,144,55,15.029333333333332,null,4.8,9.9000000000000092,135,9.9200000000000017]
[44,147,55,15.161333333333333,null,4.9000000000000004,3.1,135,5.009999999999998]
[45,57,55,10.799999999999997,null,4.9000000000000004,4.7,135,6.93]
[45,59,55,10.93333333333333,null,4.9000000000000004,4.9000000000000004,135,7.17]
[45,68,55,11.533333333333328,null,4.9000000000000004,5.8,135,7.5659999999999945]
[45,77,55,12.096,null,4.9000000000000004,6.7,135,7.8764999999999903]
[45,87,55,12.576000000000001,null,4.9000000000000004,7.7,135,8.2914999999999921]
[45,100,55,13.2,null,4.9000000000000004,9.0000000000000107,135,8.8699999999999939]
[45,106,55,13.439999999999994,null,4.9000000000000004,9.6000000000000103,135,9.59]
[45,109,55,13.559999999999992,null,4.9000000000000004,9.9000000000000092,135,9.9500000000000028]
[45,125,55,14.2,null,5,4.4000000000000004,135,6.5800000000000018]
[45,127,55,14.288,null,5,4.5999999999999996,135,6.8200000000000021]
[45,136,55,14.684000000000005,null,5,5.5,135,7.4750000000000005]
[45,145,55,15.080000000000009,null,5,6.4,135,7.7900000000000018]
[46,49,55,10.279111111111112,null,5,7.4,135,8.18]
[46,62,55,11.142888888888891,null,5,8.6999999999999993,135,8.7649999999999988]
[46,68,55,11.541555555555558,null,5,9.3000000000000096,135,9.259999999999998]
[46,71,55,11.740888888888891,null,5,9.6000000000000103,135,9.6199999999999957]
[46,87,55,12.605066666666664,null,2,4.0999999999999996,0,13.1]
[46,89,55,12.704799999999997,null,2,4.3,0,13.1]
[46,98,55,13.153599999999996,null,2,5.2,0,13.1]
[46,107,55,13.520266666666661,null,2,6.1,0,13.1]
[46,117,55,13.901599999999988,null,2,7.1,0,13.1]
[46,130,55,14.429333333333334,null,2,8.4,0,13.1]
[46,136,55,14.696533333333337,null,2,9.0000000000000107,0,13.1]
[46,139,55,14.830133333333338,null,2,9.3000000000000096,0,13.1]
[47,49,55,10.291555555555558,null,2.1,3.8,0,13.12]
[47,51,55,10.424000000000003,null,2.1,4,0,13.12]
[47,60,55,11.020000000000007,null,2.1,4.9000000000000004,0,13.12]
[47,69,55,11.61600000000001,null,2.1,5.8,0,13.12]
[47,79,55,12.220266666666664,null,2.1,6.8,0,13.12]
[47,92,55,12.892799999999992,null,2.1,8.1,0,13.12]
[47,98,55,13.20319999999999,null,2.1,8.6999999999999993,0,13.12]
[47,101,55,13.342933333333331,null,2.1,9.0000000000000107,0,13.12]
[47,117,55,13.923199999999991,null,2.2000000000000002,3.5,0,13.139999999999999]
[47,119,55,13.995733333333323,null,2.2000000000000002,3.7,0,13.139999999999999]
[47,128,55,14.348533333333332,null,2.2000000000000002,4.5999999999999996,0,13.139999999999999]
[47,137,55,14.754133333333336,null,2.2000000000000002,5.5,0,13.139999999999999]
[47,147,55,15.204800000000006,null,2.2000000000000002,6.5,0,13.139999999999999]
[48,49,55,10.304000000000004,null,2.2000000000000002,7.3,0,13.139999999999999]
[48,60,55,11.030000000000012,null,2.2000000000000002,8.4,0,13.139999999999999]
[48,63,55,11.228000000000014,null,2.2000000000000002,8.6999999999999993,0,13.139999999999999]
[48,79,55,12.234399999999996,null,2.2999999999999998,3.2,0,13.159999999999998]
[48,81,55,12.341599999999994,null,2.2999999999999998,3.4,0,13.159999999999998]
[48,90,55,12.823999999999989,null,2.2999999999999998,4.3,0,13.159999999999998]
[48,99,55,13.306399999999984,null,2.2999999999999998,5.2,0,13.159999999999998]
[48,109,55,13.669599999999996,null,2.2999999999999998,6.2,0,13.159999999999998]
[48,117,55,13.944799999999994,null,2.2999999999999998,7,0,13.159999999999998]
[48,128,55,14.356799999999998,null,2.2999999999999998,8.1,0,13.159999999999998]
[48,131,55,14.493599999999999,null,2.2999999999999998,8.4,0,13.159999999999998]
[48,147,55,15.223200000000004,null,2.2999999999999998,10,0,13.159999999999998]
[48,149,55,15.314400000000004,null,2.4,3.1,0,13.179999999999998]
[49,52,55,10.513777777777774,null,2.4,4,0,13.179999999999998]
[49,61,55,11.105777777777767,null,2.4,4.9000000000000004,0,13.179999999999998]
[49,71,55,11.763555555555538,null,2.4,5.9,0,13.179999999999998]
[49,79,55,12.248533333333327,null,2.4,6.7,0,13.179999999999998]
[49,90,55,12.858666666666652,null,2.4,7.8,0,13.179999999999998]
[49,93,55,13.02506666666665,null,2.4,8.1,0,13.179999999999998]
[49,109,55,13.70613333333333,null,2.4,9.7000000000000099,0,13.179999999999998]
[49,111,55,13.771199999999997,null,2.4,9.9000000000000092,0,13.179999999999998]
[49,120,55,14.063999999999997,null,2.5,3.7,0,13.199999999999998]
[49,129,55,14.411199999999997,null,2.5,4.5999999999999996,0,13.199999999999998]
[49,139,55,14.872533333333333,null,2.5,5.6,0,13.199999999999998]
[49,147,55,15.241600000000002,null,2.5,6.4,0,13.199999999999998]
[50,52,55,10.525555555555554,null,2.5,7.5,0,13.199999999999998]
[50,55,55,10.72222222222222,null,2.5,7.8,0,13.199999999999998]
[50,71,55,11.771111111111102,null,2.5,9.4000000000000092,0,13.199999999999998]
[50,73,55,11.902222222222212,null,2.5,9.6000000000000103,0,13.199999999999998]
[50,82,55,12.434666666666669,null,2.6,3.4,0,13.219999999999997]
[50,91,55,12.950666666666676,null,2.6,4.3,0,13.219999999999997]
[50,101,55,13.49733333333333,null,2.6,5.3,0,13.219999999999997]
[50,109,55,13.742666666666665,null,2.6,6.1,0,13.219999999999997]
[50,120,55,14.08,null,2.6,7.2,0,13.219999999999997]
[50,127,55,14.326666666666663,null,2.6,7.9,0,13.219999999999997]
[50,139,55,14.886666666666665,null,2.6,9.1,0,13.219999999999997]
[50,141,55,14.979999999999999,null,2.6,9.3000000000000096,0,13.219999999999997]
[51,51,55,10.472000000000001,null,2.7,3.8,0,13.239999999999997]
[51,54,55,10.668000000000001,null,2.7,4.0999999999999996,0,13.239999999999997]
[51,65,55,11.386666666666667,null,2.7,5.2,0,13.239999999999997]
[51,73,55,11.909333333333333,null,2.7,6,0,13.239999999999997]
[51,83,55,12.5136,null,2.7,7,0,13.239999999999997]
[51,92,55,13.046400000000006,null,2.7,7.9,0,13.239999999999997]
[51,101,55,13.548799999999996,null,2.7,8.8000000000000096,0,13.239999999999997]
[51,103,55,13.606399999999997,null,2.7,9.0000000000000107,0,13.239999999999997]
[51,119,55,14.067200000000003,null,2.8,3.5,0,13.259999999999996]
[51,122,55,14.153600000000004,null,2.8,3.8,0,13.259999999999996]
[51,133,55,14.617599999999996,null,2.8,4.9000000000000004,0,13.259999999999996]
[51,141,55,14.995199999999997,null,2.8,5.7,0,13.259999999999996]
[52,45,55,10.093333333333335,null,2.8,6.7,0,13.259999999999996]
[52,54,55,10.679333333333338,null,2.8,7.6,0,13.259999999999996]
[52,63,55,11.26533333333334,null,2.8,8.5000000000000107,0,13.259999999999996]
[52,65,55,11.395555555555562,null,2.8,8.6999999999999993,0,13.259999999999996]
[52,81,55,12.413066666666664,null,2.9,3.2,0,13.279999999999996]
[52,84,55,12.596266666666665,null,2.9,3.5,0,13.279999999999996]
[52,90,55,12.962666666666667,null,2.9,4.0999999999999996,0,13.279999999999996]
[52,103,55,13.654133333333331,null,2.9,5.4,0,13.279999999999996]
[52,113,55,13.92346666666667,null,2.9,6.4,0,13.279999999999996]
[52,122,55,14.165866666666675,null,2.9,7.3,0,13.279999999999996]
[52,131,55,14.533066666666661,null,2.9,8.1999999999999993,0,13.279999999999996]
[52,133,55,14.628533333333328,null,2.9,8.4,0,13.279999999999996]
[52,149,55,15.392266666666663,null,2.9,10,0,13.279999999999996]
[53,46,55,10.171555555555559,null,3,3.2,0,13.3]
[53,52,55,10.560888888888895,null,3,3.8,0,13.3]
[53,65,55,11.404444444444458,null,3,5.0999999999999996,0,13.3]
[53,75,55,12.053333333333327,null,3,6.1,0,13.3]
[53,84,55,12.619733333333329,null,3,7,0,13.3]
[53,93,55,13.186133333333331,null,3,7.9,0,13.3]
[53,95,55,13.311999999999998,null,3,8.1,0,13.3]
[53,111,55,13.902400000000004,null,3,9.7000000000000099,0,13.3]
[53,114,55,13.977600000000006,null,3,10,0,13.3]
[53,120,55,14.128000000000011,null,3.1,3.5,0,13.33]
[53,133,55,14.63946666666666,null,3.1,4.8,0,13.33]
[53,143,55,15.122133333333327,null,3.1,5.8,0,13.33]
[54,46,55,10.184666666666669,null,3.1,6.7,0,13.33]
[54,55,55,10.76666666666666,null,3.1,7.6,0,13.33]
[54,57,55,10.895999999999992,null,3.1,7.8,0,13.33]
[54,73,55,11.930666666666644,null,3.1,9.4000000000000092,0,13.33]
[54,76,55,12.124799999999993,null,3.1,9.7000000000000099,0,13.33]
[54,82,55,12.513599999999993,null,3.2,3.2,0,13.36]
[54,95,55,13.355999999999993,null,3.2,4.5,0,13.36]
[54,105,55,13.79599999999999,null,3.2,5.5,0,13.36]
[54,114,55,14.004799999999983,null,3.2,6.4,0,13.36]
[54,123,55,14.213599999999976,null,3.2,7.3,0,13.36]
[54,125,55,14.259999999999993,null,3.2,7.5,0,13.36]
[54,141,55,15.040799999999992,null,3.2,9.1,0,13.36]
[54,144,55,15.187199999999992,null,3.2,9.4000000000000092,0,13.36]
[54,150,55,15.479999999999997,null,3.2,10,0,13.36]
[55,57,55,10.906666666666663,null,3.3,4.2,0,13.389999999999999]
[55,62,55,11.228888888888882,null,3.3,4.7,0,13.389999999999999]
[55,76,55,12.133333333333326,null,3.3,6.1,0,13.389999999999999]
[55,85,55,12.733333333333324,null,3.3,7,0,13.389999999999999]
[55,87,55,12.866666666666656,null,3.3,7.2,0,13.389999999999999]
[55,103,55,13.797333333333325,null,3.3,8.8000000000000096,0,13.389999999999999]
[55,106,55,13.861333333333324,null,3.3,9.1,0,13.389999999999999]
[55,112,55,13.98933333333332,null,3.3,9.7000000000000099,0,13.389999999999999]
[55,125,55,14.266666666666659,null,3.4,3.9,0,13.419999999999998]
[55,130,55,14.513333333333325,null,3.4,4.4000000000000004,0,13.419999999999998]
[55,144,55,15.20399999999999,null,3.4,5.8,0,13.419999999999998]
[56,47,55,10.275111111111114,null,3.4,6.7,0,13.419999999999998]
[56,49,55,10.403555555555558,null,3.4,6.9,0,13.419999999999998]
[56,65,55,11.431111111111109,null,3.4,8.5000000000000107,0,13.419999999999998]
[56,68,55,11.623777777777775,null,3.4,8.8000000000000096,0,13.419999999999998]
[56,74,55,12.009111111111107,null,3.4,9.4000000000000092,0,13.419999999999998]
[56,87,55,12.89573333333332,null,3.5,3.6,0,13.449999999999998]
[56,92,55,13.238399999999984,null,3.5,4.0999999999999996,0,13.449999999999998]
[56,106,55,13.903466666666658,null,3.5,5.5,0,13.449999999999998]
[56,115,55,14.078666666666654,null,3.5,6.4,0,13.449999999999998]
[56,117,55,14.117599999999987,null,3.5,6.6,0,13.449999999999998]
[56,133,55,14.672266666666657,null,3.5,8.1999999999999993,0,13.449999999999998]
[56,136,55,14.821866666666656,null,3.5,8.5000000000000107,0,13.449999999999998]
[56,142,55,15.121066666666655,null,3.5,9.1,0,13.449999999999998]
[57,49,55,10.416000000000004,null,3.6,3.3,0,13.479999999999997]
[57,54,55,10.736000000000004,null,3.6,3.8,0,13.479999999999997]
[57,68,55,11.632000000000005,null,3.6,5.2,0,13.479999999999997]
[57,77,55,12.22079999999999,null,3.6,6.1,0,13.479999999999997]
[57,79,55,12.361599999999989,null,3.6,6.3,0,13.479999999999997]
[57,95,55,13.487999999999978,null,3.6,7.9,0,13.479999999999997]
[57,98,55,13.699199999999976,null,3.6,8.1999999999999993,0,13.479999999999997]
[57,104,55,13.910399999999992,null,3.6,8.8000000000000096,0,13.479999999999997]
[57,117,55,14.13919999999999,null,3.7,3,0,13.509999999999996]
[57,122,55,14.227199999999989,null,3.7,3.5,0,13.509999999999996]
[57,136,55,14.834399999999988,null,3.7,4.9000000000000004,0,13.509999999999996]
[57,140,55,15.035999999999987,null,3.7,5.3,0,13.509999999999996]
[57,147,55,15.388799999999986,null,3.7,6,0,13.509999999999996]
[58,57,55,10.938666666666675,null,3.7,7.6,0,13.509999999999996]
[58,60,55,11.13000000000001,null,3.7,7.9,0,13.509999999999996]
[58,66,55,11.512666666666679,null,3.7,8.5000000000000107,0,13.509999999999996]
[58,79,55,12.375733333333327,null,3.7,9.8000000000000096,0,13.509999999999996]
[58,84,55,12.737066666666665,null,3.8,3.2,0,13.539999999999996]
[58,98,55,13.748800000000012,null,3.8,4.5999999999999996,0,13.539999999999996]
[58,102,55,13.924799999999992,null,3.8,5,0,13.539999999999996]
[58,109,55,14.034933333333326,null,3.8,5.7,0,13.539999999999996]
[58,125,55,14.286666666666656,null,3.8,7.3,0,13.539999999999996]
[58,128,55,14.439466666666656,null,3.8,7.6,0,13.539999999999996]
[58,134,55,14.745066666666654,null,3.8,8.1999999999999993,0,13.539999999999996]
[58,147,55,15.407199999999984,null,3.8,9.5000000000000107,0,13.539999999999996]
[59,46,55,10.250222222222225,null,3.8,10,0,13.539999999999996]
[59,60,55,11.139999999999988,null,3.9,4.3,0,13.569999999999995]
[59,64,55,11.394222222222206,null,3.9,4.7,0,13.569999999999995]
[59,71,55,11.839111111111087,null,3.9,5.4,0,13.569999999999995]
[59,87,55,12.982933333333332,null,3.9,7,0,13.569999999999995]
[59,90,55,13.205333333333334,null,3.9,7.3,0,13.569999999999995]
[59,96,55,13.650133333333338,null,3.9,7.9,0,13.569999999999995]
[59,109,55,14.071466666666661,null,3.9,9.2000000000000099,0,13.569999999999995]
[59,114,55,14.140799999999995,null,3.9,9.7000000000000099,0,13.569999999999995]
[59,128,55,14.447733333333321,null,4,4,0,13.6]
[59,132,55,14.653599999999987,null,4,4.4000000000000004,0,13.6]
[59,139,55,15.013866666666651,null,4,5.0999999999999996,0,13.6]
[60,49,55,10.45333333333333,null,4,6.7,0,13.6]
[60,52,55,10.643333333333327,null,4,7,0,13.6]
[60,58,55,11.023333333333323,null,4,7.6,0,13.6]
[60,71,55,11.846666666666646,null,4,8.9000000000000092,0,13.6]
[60,76,55,12.176,null,4,9.4000000000000092,0,13.6]
[60,90,55,13.240000000000007,null,4.0999999999999996,3.7,0,13.62]
[60,94,55,13.544000000000009,null,4.0999999999999996,4.0999999999999996,0,13.62]
[60,101,55,14.012,null,4.0999999999999996,4.8,0,13.62]
[60,112,55,14.144000000000005,null,4.0999999999999996,5.9,0,13.62]
[60,120,55,14.240000000000009,null,4.0999999999999996,6.7,0,13.62]
[60,126,55,14.352,null,4.0999999999999996,7.3,0,13.62]
[60,139,55,15.027999999999995,null,4.0999999999999996,8.6,0,13.62]
[60,144,55,15.287999999999993,null,4.0999999999999996,9.1,0,13.62]
[61,52,55,10.651555555555559,null,4.2,3.4,0,13.639999999999999]
[61,56,55,10.905777777777784,null,4.2,3.8,0,13.639999999999999]
[61,63,55,11.350666666666678,null,4.2,4.5,0,13.639999999999999]
[61,74,55,12.049777777777797,null,4.2,5.6,0,13.639999999999999]
[61,82,55,12.645333333333337,null,4.2,6.4,0,13.639999999999999]
[61,88,55,13.10133333333334,null,4.2,7,0,13.639999999999999]
[61,101,55,14.025333333333334,null,4.2,8.3000000000000007,0,13.639999999999999]
[61,106,55,14.085333333333336,null,4.2,8.8000000000000096,0,13.639999999999999]
[61,120,55,14.253333333333343,null,4.3,3.1,0,13.659999999999998]
[61,124,55,14.301333333333345,null,4.3,3.5,0,13.659999999999998]
[61,131,55,14.623733333333332,null,4.3,4.2,0,13.659999999999998]
[61,142,55,15.192799999999995,null,4.3,5.3,0,13.659999999999998]
[61,150,55,15.606666666666666,null,4.3,6.1,0,13.659999999999998]
[62,50,55,10.532222222222222,null,4.3,6.7,0,13.659999999999998]
[62,63,55,11.361333333333338,null,4.3,8,0,13.659999999999998]
[62,68,55,11.680222222222229,null,4.3,8.5000000000000107,0,13.659999999999998]
[62,82,55,12.658666666666671,null,4.3,9.9000000000000092,0,13.659999999999998]
[62,86,55,12.962666666666673,null,4.4000000000000004,3.2,0,13.679999999999998]
[62,93,55,13.494666666666676,null,4.4000000000000004,3.9,0,13.679999999999998]
[62,104,55,14.074666666666669,null,4.4000000000000004,5,0,13.679999999999998]
[62,112,55,14.170666666666673,null,4.4000000000000004,5.8,0,13.679999999999998]
[62,118,55,14.242666666666675,null,4.4000000000000004,6.4,0,13.679999999999998]
[62,131,55,14.635466666666666,null,4.4000000000000004,7.7,0,13.679999999999998]
[62,136,55,14.892799999999998,null,4.4000000000000004,8.1999999999999993,0,13.679999999999998]
[62,150,55,15.613333333333332,null,4.4000000000000004,9.6000000000000103,0,13.679999999999998]
[63,48,55,10.411999999999997,null,4.4000000000000004,10,0,13.679999999999998]
[63,55,55,10.859999999999998,null,4.5,3.6,0,13.699999999999998]
[63,66,55,11.563999999999998,null,4.5,4.7,0,13.699999999999998]
[63,74,55,12.075999999999999,null,4.5,5.5,0,13.699999999999998]
[63,84,55,12.824000000000005,null,4.5,6.5,0,13.699999999999998]
[63,93,55,13.50800000000001,null,4.5,7.4,0,13.699999999999998]
[63,98,55,13.888000000000012,null,4.5,7.9,0,13.699999999999998]
[63,112,55,14.184000000000006,null,4.5,9.3000000000000096,0,13.699999999999998]
[63,116,55,14.232000000000008,null,4.5,9.7000000000000099,0,13.699999999999998]
[63,123,55,14.316000000000011,null,4.5999999999999996,3.3,0,13.719999999999997]
[63,134,55,14.800799999999999,null,4.5999999999999996,4.4000000000000004,0,13.719999999999997]
[63,142,55,15.210399999999996,null,4.5999999999999996,5.2,0,13.719999999999997]
[64,46,55,10.290888888888885,null,4.5999999999999996,6.2,0,13.719999999999997]
[64,55,55,10.868888888888883,null,4.5999999999999996,7.1,0,13.719999999999997]
[64,60,55,11.189999999999992,null,4.5999999999999996,7.6,0,13.719999999999997]
[64,74,55,12.0891111111111,null,4.5999999999999996,9.0000000000000107,0,13.719999999999997]
[64,78,55,12.381333333333336,null,4.5999999999999996,9.4000000000000092,0,13.719999999999997]
[64,85,55,12.913333333333339,null,4.7,3,0,13.739999999999997]
[64,96,55,13.749333333333345,null,4.7,4.0999999999999996,0,13.739999999999997]
[64,104,55,14.101333333333336,null,4.7,4.9000000000000004,0,13.739999999999997]
[64,114,55,14.221333333333341,null,4.7,5.9,0,13.739999999999997]
[64,123,55,14.329333333333345,null,4.7,6.8,0,13.739999999999997]
[64,128,55,14.506133333333334,null,4.7,7.3,0,13.739999999999997]
[64,142,55,15.219199999999997,null,4.7,8.6999999999999993,0,13.739999999999997]
[64,146,55,15.422933333333329,null,4.7,9.1,0,13.739999999999997]
[65,47,55,10.362222222222217,null,4.7,9.8000000000000096,0,13.739999999999997]
[65,58,55,11.071111111111099,null,4.8,3.8,0,13.759999999999996]
[65,66,55,11.58666666666665,null,4.8,4.5999999999999996,0,13.759999999999996]
[65,76,55,12.242666666666668,null,4.8,5.6,0,13.759999999999996]
[65,85,55,12.926666666666673,null,4.8,6.5,0,13.759999999999996]
[65,90,55,13.306666666666676,null,4.8,7,0,13.759999999999996]
[65,104,55,14.11466666666667,null,4.8,8.4,0,13.759999999999996]
[65,108,55,14.162666666666672,null,4.8,8.8000000000000096,0,13.759999999999996]
[65,115,55,14.246666666666675,null,4.8,9.5000000000000107,0,13.759999999999996]
[65,126,55,14.417333333333335,null,4.9000000000000004,3.5,0,13.779999999999996]
[65,134,55,14.822666666666667,null,4.9000000000000004,4.3,0,13.779999999999996]
[65,144,55,15.329333333333331,null,4.9000000000000004,5.3,0,13.779999999999996]
[66,47,55,10.36933333333333,null,4.9000000000000004,6.2,0,13.779999999999996]
[66,52,55,10.692666666666668,null,4.9000000000000004,6.7,0,13.779999999999996]
[66,66,55,11.598000000000013,null,4.9000000000000004,8.1,0,13.779999999999996]
[66,70,55,11.856666666666683,null,4.9000000000000004,8.5000000000000107,0,13.779999999999996]
[66,77,55,12.332000000000003,null,4.9000000000000004,9.2000000000000099,0,13.779999999999996]
[66,88,55,13.168000000000008,null,5,3.2,0,13.8]
[66,96,55,13.776000000000012,null,5,4,0,13.8]
[66,106,55,14.152000000000005,null,5,5,0,13.8]
[66,115,55,14.260000000000009,null,5,5.9,0,13.8]
[66,124,55,14.368000000000013,null,5,6.8,0,13.8]
[66,134,55,14.833600000000001,null,5,7.8,0,13.8]
[66,138,55,15.0352,null,5,8.1999999999999993,0,13.8]
[66,145,55,15.387999999999998,null,5,8.9000000000000092,0,13.8]
[67,49,55,10.506222222222219,null,5,9.9000000000000092,0,13.8]
[67,62,55,11.349777777777781]
[67,68,55,11.739111111111118]
[67,80,55,12.573333333333338]
[67,87,55,13.105333333333341]
[67,98,55,13.941333333333347]
[67,106,55,14.165333333333338]
[67,107,55,14.177333333333339]
[67,117,55,14.297333333333343]
[67,125,55,14.393333333333336]
[67,136,55,14.944800000000001]
[67,148,55,15.546399999999998]
[68,49,55,10.513777777777772]
[68,60,55,11.229999999999997]
[68,68,55,11.750888888888888]
[68,69,55,11.815999999999999]
[68,79,55,12.510666666666671]
[68,87,55,13.118666666666675]
[68,98,55,13.954666666666681]
[68,110,55,14.226666666666674]
[68,117,55,14.310666666666677]
[68,128,55,14.556266666666669]
[68,136,55,14.955200000000001]
[68,137,55,15.005066666666668]
[68,147,55,15.503733333333333]
[69,49,55,10.521333333333326]
[69,60,55,11.239999999999991]
[69,72,55,12.02399999999999]
[69,79,55,12.524000000000004]
[69,90,55,13.36000000000001]
[69,98,55,13.968000000000014]
[69,99,55,14.044000000000015]
[69,109,55,14.228000000000007]
[69,117,55,14.324000000000011]
[69,128,55,14.568800000000003]
[69,140,55,15.164000000000001]
[69,147,55,15.511200000000001]
[70,52,55,10.725555555555545]
[70,60,55,11.249999999999986]
[70,61,55,11.315555555555541]
[70,71,55,11.971111111111092]
[70,79,55,12.537333333333338]
[70,90,55,13.373333333333344]
[70,102,55,14.157333333333337]
[70,109,55,14.241333333333341]
[70,120,55,14.373333333333346]
[70,128,55,14.581333333333337]
[70,129,55,14.63066666666667]
[70,139,55,15.124000000000002]
[70,147,55,15.518666666666668]
[71,52,55,10.733777777777776]
[71,59,55,11.194222222222228]
[71,71,55,11.983555555555574]
[71,82,55,12.778666666666673]
[71,90,55,13.386666666666677]
[71,91,55,13.462666666666678]
[71,101,55,14.158666666666671]
[71,109,55,14.254666666666674]
[71,120,55,14.386666666666679]
[71,127,55,14.544800000000004]
[71,139,55,15.133600000000003]
[71,150,55,15.673333333333325]
[72,52,55,10.741999999999996]
[72,53,55,10.807999999999996]
[72,63,55,11.468000000000004]
[72,71,55,11.996000000000009]
[72,82,55,12.792000000000007]
[72,89,55,13.324000000000011]
[72,101,55,14.172000000000004]
[72,112,55,14.304000000000009]
[72,120,55,14.400000000000013]
[72,121,55,14.412000000000013]
[72,131,55,14.752800000000004]
[72,139,55,15.143200000000004]
[72,150,55,15.679999999999991]
[73,51,55,10.683999999999992]
[73,63,55,11.478666666666664]
[73,74,55,12.207111111111113]
[73,82,55,12.805333333333341]
[73,83,55,12.881333333333341]
[73,93,55,13.641333333333346]
[73,101,55,14.185333333333338]
[73,112,55,14.317333333333343]
[73,119,55,14.401333333333346]
[73,131,55,14.764533333333338]
[73,137,55,15.055733333333338]
[73,150,55,15.686666666666657]
[74,45,55,10.293333333333322]
[74,55,55,10.957777777777768]
[74,63,55,11.489333333333324]
[74,74,55,12.220222222222214]
[74,81,55,12.742666666666674]
[74,93,55,13.65466666666668]
[74,99,55,14.110666666666683]
[74,112,55,14.330666666666676]
[74,113,55,14.342666666666677]
[74,123,55,14.462666666666681]
[74,131,55,14.776266666666672]
[74,142,55,15.307200000000005]
[74,149,55,15.645066666666672]
[75,55,55,10.966666666666665]
[75,61,55,11.366666666666664]
[75,74,55,12.233333333333327]
[75,75,55,12.3]
[75,85,55,13.060000000000006]
[75,93,55,13.66800000000001]
[75,104,55,14.248000000000001]
[75,111,55,14.332000000000004]
[75,123,55,14.47600000000001]
[75,129,55,14.692]
[75,142,55,15.316000000000001]
[75,143,55,15.364000000000001]
[30,47,100,6.6]
[30,55,100,6.9999999999999982]
[30,66,100,7.5499999999999963]
[30,73,100,7.899999999999995]
[30,85,100,8.1999999999999957]
[30,91,100,8.3199999999999932]
[30,104,100,8.6439999999999984]
[30,109,100,8.8239999999999963]
[30,115,100,9.0399999999999938]
[30,123,100,9.3279999999999905]
[30,134,100,9.6880000000000006]
[30,141,100,9.9120000000000008]
[31,47,100,6.600888888888889]
[31,53,100,6.9035555555555561]
[31,66,100,7.5593333333333348]
[31,71,100,7.8115555555555574]
[31,77,100,8.0549333333333326]
[31,85,100,8.2213333333333285]
[31,96,100,8.4501333333333228]
[31,103,100,8.6389333333333322]
[31,115,100,9.0613333333333284]
[31,121,100,9.2725333333333264]
[31,134,100,9.703733333333334]
[31,139,100,9.8650666666666673]
[31,145,100,10.058666666666667]
[32,47,100,6.6017777777777784]
[32,58,100,7.1615555555555597]
[32,65,100,7.5177777777777841]
[32,77,100,8.0698666666666661]
[32,83,100,8.1994666666666625]
[32,96,100,8.4802666666666546]
[32,101,100,8.6010666666666662]
[32,107,100,8.8074666666666648]
[32,115,100,9.0826666666666629]
[32,126,100,9.4592000000000009]
[32,133,100,9.6869333333333341]
[32,145,100,10.077333333333334]
[33,45,100,6.5]
[33,58,100,7.1673333333333291]
[33,63,100,7.4239999999999942]
[33,69,100,7.7319999999999922]
[33,81,100,8.1743999999999968]
[33,88,100,8.3311999999999919]
[33,95,100,8.4879999999999871]
[33,107,100,8.8351999999999986]
[33,113,100,9.0367999999999977]
[33,126,100,9.4728000000000012]
[33,131,100,9.6368000000000009]
[33,137,100,9.8336000000000006]
[33,149,100,10.2272]
[34,50,100,6.7588888888888885]
[34,57,100,7.1213333333333324]
[34,69,100,7.7426666666666648]
[34,75,100,8.0533333333333346]
[34,88,100,8.3549333333333244]
[34,93,100,8.4709333333333205]
[34,99,100,8.6101333333333159]
[34,111,100,8.9941333333333322]
[34,118,100,9.2237333333333318]
[34,125,100,9.4533333333333349]
[34,137,100,9.8501333333333339]
[34,143,100,10.048533333333333]
[35,50,100,6.761111111111112]
[35,55,100,7.0222222222222239]
[35,61,100,7.3355555555555583]
[35,73,100,7.962222222222227]
[35,80,100,8.1866666666666639]
[35,87,100,8.3546666666666578]
[35,99,100,8.6426666666666474]
[35,105,100,8.8266666666666662]
[35,118,100,9.2426666666666666]
[35,123,100,9.4026666666666667]
[35,129,100,9.6000000000000014]
[35,141,100,10]
[35,148,100,10.233333333333333]
[36,53,100,6.9213333333333367]
[36,61,100,7.3426666666666733]
[36,67,100,7.6586666666666758]
[36,80,100,8.2039999999999971]
[36,85,100,8.3279999999999923]
[36,91,100,8.4767999999999866]
[36,103,100,8.7935999999999996]
[36,110,100,9.0120000000000005]
[36,121,100,9.3552000000000017]
[36,129,100,9.6144000000000016]
[36,135,100,9.8160000000000007]
[36,148,100,10.252799999999999]
[37,47,100,6.6062222222222218]
[37,59,100,7.2435555555555524]
[37,63,100,7.455999999999996]
[37,77,100,8.144533333333337]
[37,82,100,8.2725333333333406]
[37,86,100,8.3749333333333436]
[37,101,100,8.7637333333333327]
[37,104,100,8.8549333333333333]
[37,112,100,9.098133333333335]
[37,122,100,9.402133333333337]
[37,131,100,9.6965333333333348]
[37,145,100,10.170666666666666]
[37,150,100,10.339999999999996]
[38,48,100,6.6606666666666667]
[38,63,100,7.4640000000000004]
[38,66,100,7.6246666666666671]
[38,74,100,8.0531111111111127]
[38,84,100,8.3442666666666749]
[38,93,100,8.5818666666666807]
[38,107,100,8.9738666666666678]
[38,112,100,9.1218666666666692]
[38,116,100,9.2402666666666704]
[38,131,100,9.7114666666666682]
[38,134,100,9.8138666666666676]
[38,142,100,10.086933333333333]
[39,46,100,6.5540000000000003]
[39,55,100,7.0400000000000027]
[39,69,100,7.7960000000000065]
[39,74,100,8.0660000000000078]
[39,78,100,8.2016000000000044]
[39,93,100,8.6096000000000128]
[39,96,100,8.6912000000000145]
[39,104,100,8.9152000000000005]
[39,114,100,9.2032000000000043]
[39,123,100,9.4624000000000077]
[39,137,100,9.9328000000000003]
[39,142,100,10.104799999999999]
[39,146,100,10.242399999999998]
[40,55,100,7.0444444444444496]
[40,58,100,7.2077777777777845]
[40,66,100,7.6433333333333442]
[40,76,100,8.1613333333333369]
[40,85,100,8.4133333333333411]
[40,94,100,8.6653333333333453]
[40,104,100,8.945333333333334]
[40,108,100,9.0573333333333359]
[40,123,100,9.4773333333333429]
[40,126,100,9.5680000000000032]
[40,134,100,9.8453333333333344]
[40,144,100,10.191999999999998]
[41,47,100,6.6097777777777775]
[41,56,100,7.1037777777777764]
[41,66,100,7.6526666666666641]
[41,70,100,7.8722222222222191]
[41,85,100,8.4346666666666739]
[41,88,100,8.521066666666675]
[41,96,100,8.7514666666666781]
[41,106,100,9.0298666666666687]
[41,115,100,9.2746666666666737]
[41,124,100,9.5194666666666787]
[41,134,100,9.8610666666666678]
[41,138,100,10.0008]
[42,47,100,6.6106666666666669]
[42,50,100,6.7766666666666673]
[42,58,100,7.2193333333333349]
[42,68,100,7.7726666666666695]
[42,77,100,8.2192000000000043]
[42,86,100,8.4856000000000069]
[42,96,100,8.7816000000000098]
[42,100,100,8.8999999999999986]
[42,115,100,9.2960000000000083]
[42,118,100,9.3752000000000102]
[42,126,100,9.5952000000000037]
[42,136,100,9.9472000000000005]
[42,145,100,10.263999999999998]
[43,48,100,6.6673333333333344]
[43,58,100,7.2251111111111159]
[43,62,100,7.4482222222222285]
[43,77,100,8.2341333333333377]
[43,80,100,8.3253333333333384]
[43,88,100,8.56853333333334]
[43,98,100,8.872533333333342]
[43,107,100,9.1125333333333369]
[43,116,100,9.3429333333333435]
[43,126,100,9.608800000000004]
[43,134,100,9.8925333333333345]
[43,145,100,10.282666666666664]
[43,148,100,10.389066666666663]
[44,50,100,6.7811111111111098]
[44,60,100,7.3433333333333293]
[44,69,100,7.8493333333333268]
[44,78,100,8.2802666666666713]
[44,88,100,8.5922666666666725]
[44,96,100,8.8418666666666734]
[44,107,100,9.1402666666666708]
[44,110,100,9.2146666666666732]
[44,118,100,9.4130666666666798]
[44,128,100,9.6938666666666702]
[44,137,100,10.015466666666667]
[44,146,100,10.337066666666663]
[45,50,100,6.7833333333333332]
[45,58,100,7.2366666666666664]
[45,69,100,7.8599999999999994]
[45,72,100,8.0299999999999994]
[45,80,100,8.36]
[45,90,100,8.68]
[45,99,100,8.968]
[45,108,100,9.1919999999999931]
[45,118,100,9.4319999999999844]
[45,126,100,9.6359999999999992]
[45,137,100,10.031999999999995]
[45,140,100,10.139999999999993]
[45,148,100,10.42799999999999]
[46,52,100,6.9119999999999999]
[46,61,100,7.4160000000000004]
[46,70,100,7.9200000000000008]
[46,80,100,8.3719999999999981]
[46,88,100,8.6471999999999962]
[46,99,100,9.0255999999999936]
[46,106,100,9.1959999999999962]
[46,110,100,9.28666666666666]
[46,120,100,9.5133333333333194]
[46,129,100,9.7685333333333322]
[46,138,100,10.087733333333329]
[46,148,100,10.442399999999992]
[47,50,100,6.8166666666666664]
[47,61,100,7.4253333333333345]
[47,68,100,7.8126666666666686]
[47,72,100,8.0340000000000025]
[47,82,100,8.4575999999999958]
[47,91,100,8.7887999999999913]
[47,100,100,9.120000000000001]
[47,110,100,9.3333333333333286]
[47,118,100,9.5039999999999907]
[47,129,100,9.7930666666666664]
[47,136,100,10.037599999999998]
[47,140,100,10.17733333333333]
[47,150,100,10.526666666666667]
[48,53,100,6.9973333333333336]
[48,62,100,7.4893333333333354]
[48,72,100,8.0360000000000031]
[48,80,100,8.3959999999999955]
[48,91,100,8.8271999999999871]
[48,98,100,9.1015999999999817]
[48,102,100,9.2200000000000006]
[48,112,100,9.4199999999999964]
[48,121,100,9.5999999999999925]
[48,130,100,9.8520000000000003]
[48,140,100,10.195999999999998]
[48,148,100,10.471199999999996]
[49,53,100,7.0120000000000005]
[49,60,100,7.3900000000000023]
[49,64,100,7.6060000000000034]
[49,78,100,8.3248000000000015]
[49,83,100,8.5328000000000053]
[49,92,100,8.907200000000012]
[49,102,100,9.2773333333333348]
[49,110,100,9.4266666666666659]
[49,121,100,9.6319999999999961]
[49,128,100,9.8082666666666682]
[49,132,100,9.9437333333333342]
[49,146,100,10.417866666666665]
[50,45,100,6.5999999999999979]
[50,54,100,7.080000000000001]
[50,64,100,7.6133333333333377]
[50,72,100,8.0400000000000063]
[50,83,100,8.5520000000000032]
[50,90,100,8.8600000000000065]
[50,94,100,9.0360000000000085]
[50,108,100,9.4386666666666681]
[50,113,100,9.5253333333333341]
[50,122,100,9.6813333333333329]
[50,132,100,9.9666666666666686]
[50,140,100,10.233333333333334]
[51,45,100,6.6199999999999974]
[51,52,100,6.988666666666667]
[51,56,100,7.1993333333333354]
[51,70,100,7.9366666666666745]
[51,75,100,8.1999999999999993]
[51,84,100,8.6176000000000013]
[51,94,100,9.0816000000000034]
[51,102,100,9.392000000000003]
[51,113,100,9.5680000000000032]
[51,120,100,9.6800000000000033]
[51,124,100,9.7440000000000033]
[51,138,100,10.186400000000003]
[51,143,100,10.350400000000002]
[52,50,100,6.8999999999999995]
[52,56,100,7.2120000000000024]
[52,64,100,7.6280000000000063]
[52,75,100,8.1999999999999993]
[52,82,100,8.541599999999999]
[52,86,100,8.7367999999999988]
[52,100,100,9.4200000000000035]
[52,105,100,9.4933333333333376]
[52,118,100,9.6840000000000064]
[52,124,100,9.7720000000000073]
[52,132,100,10.012533333333337]
[52,143,100,10.367466666666671]
[52,150,100,10.593333333333335]
[53,56,100,7.2246666666666597]
[53,58,100,7.3273333333333257]
[53,65,100,7.6866666666666568]
[53,77,100,8.3023999999999987]
[53,83,100,8.6095999999999968]
[53,96,100,9.2751999999999928]
[53,101,100,9.4933333333333376]
[53,115,100,9.6800000000000086]
[53,119,100,9.7333333333333432]
[53,126,100,9.8450666666666713]
[53,133,100,10.067200000000005]
[53,145,100,10.448000000000006]
[54,45,100,6.6799999999999962]
[54,58,100,7.3386666666666596]
[54,63,100,7.5919999999999916]
[54,77,100,8.3071999999999981]
[54,81,100,8.5215999999999958]
[54,88,100,8.8967999999999918]
[54,95,100,9.2719999999999878]
[54,107,100,9.6240000000000077]
[54,113,100,9.6960000000000104]
[54,126,100,9.8712000000000053]
[54,131,100,10.027200000000006]
[54,145,100,10.464000000000008]
[54,149,100,10.588800000000008]
[55,50,100,6.9499999999999948]
[55,57,100,7.2999999999999936]
[55,69,100,7.8999999999999915]
[55,75,100,8.1999999999999993]
[55,88,100,8.9280000000000115]
[55,93,100,9.2080000000000162]
[55,107,100,9.6746666666666759]
[55,111,100,9.7173333333333449]
[55,118,100,9.7920000000000158]
[55,125,100,9.8666666666666725]
[55,137,100,10.234666666666675]
[55,143,100,10.418666666666676]
[56,50,100,6.9666666666666615]
[56,55,100,7.2133333333333276]
[56,69,100,7.9039999999999928]
[56,73,100,8.1013333333333257]
[56,80,100,8.4920000000000027]
[56,91,100,9.1344000000000101]
[56,99,100,9.6016000000000155]
[56,105,100,9.7066666666666759]
[56,118,100,9.8280000000000189]
[56,123,100,9.8746666666666894]
[56,137,100,10.254933333333343]
[56,141,100,10.375466666666677]
[56,148,100,10.586400000000012]
[57,53,100,7.129333333333328]
[57,61,100,7.5186666666666611]
[57,67,100,7.8106666666666609]
[57,80,100,8.5040000000000013]
[57,85,100,8.8080000000000034]
[57,99,100,9.6592000000000091]
[57,103,100,9.7440000000000087]
[57,110,100,9.8000000000000149]
[57,121,100,9.8880000000000248]
[57,129,100,10.038400000000008]
[57,135,100,10.21600000000001]
[57,148,100,10.600800000000014]
[58,47,100,6.8559999999999945]
[58,61,100,7.5279999999999951]
[58,65,100,7.7199999999999953]
[58,72,100,8.0559999999999956]
[58,83,100,8.7056000000000004]
[58,91,100,9.2112000000000016]
[58,97,100,9.5904000000000025]
[58,110,100,9.8466666666666658]
[58,115,100,9.8799999999999955]
[58,129,100,10.062933333333342]
[58,133,100,10.17920000000001]
[58,140,100,10.38266666666668]
[59,45,100,6.779999999999994]
[59,53,100,7.1586666666666616]
[59,63,100,7.6319999999999961]
[59,72,100,8.0579999999999981]
[59,77,100,8.3311999999999991]
[59,91,100,9.2495999999999974]
[59,95,100,9.5119999999999969]
[59,102,100,9.8506666666666725]
[59,113,100,9.9093333333333327]
[59,121,100,9.9519999999999946]
[59,131,100,10.144533333333344]
[59,140,100,10.401333333333348]
[59,145,100,10.544000000000016]
[60,53,100,7.1733333333333347]
[60,57,100,7.3600000000000021]
[60,64,100,7.6866666666666701]
[60,75,100,8.1999999999999993]
[60,83,100,8.7439999999999962]
[60,93,100,9.4239999999999924]
[60,102,100,9.9079999999999995]
[60,107,100,9.9279999999999973]
[60,121,100,9.9839999999999911]
[60,125,100,10]
[60,132,100,10.196000000000003]
[60,143,100,10.504000000000008]
[61,45,100,6.8066666666666666]
[61,55,100,7.2733333333333352]
[61,64,100,7.6933333333333369]
[61,69,100,7.9266666666666712]
[61,83,100,8.7527999999999953]
[61,87,100,9.0258666666666603]
[61,94,100,9.503733333333324]
[61,105,100,9.934666666666665]
[61,113,100,9.9687999999999946]
[61,123,100,10.011466666666657]
[61,132,100,10.214133333333336]
[61,137,100,10.352800000000006]
[62,45,100,6.8133333333333335]
[62,49,100,7.0000000000000009]
[62,56,100,7.3266666666666689]
[62,67,100,7.8400000000000043]
[62,75,100,8.2133333333333312]
[62,85,100,8.8986666666666601]
[62,94,100,9.5154666666666561]
[62,103,100,9.9402666666666661]
[62,113,100,9.9855999999999945]
[62,117,100,10.003733333333326]
[62,124,100,10.035466666666656]
[62,135,100,10.314666666666671]
[62,143,100,10.534400000000009]
[63,47,100,6.913333333333334]
[63,56,100,7.3333333333333357]
[63,65,100,7.7533333333333374]
[63,75,100,8.2199999999999971]
[63,79,100,8.4951999999999952]
[63,86,100,8.9767999999999919]
[63,97,100,9.7335999999999867]
[63,105,100,9.9639999999999986]
[63,115,100,10.011999999999993]
[63,124,100,10.055199999999989]
[63,133,100,10.277600000000003]
[63,143,100,10.549600000000009]
[63,147,100,10.658400000000011]
[64,48,100,6.9666666666666677]
[64,59,100,7.4800000000000031]
[64,67,100,7.8533333333333379]
[64,77,100,8.3647999999999954]
[64,86,100,8.9863999999999908]
[64,95,100,9.6079999999999863]
[64,105,100,9.9786666666666655]
[64,109,100,9.9989333333333299]
[64,116,100,10.034399999999993]
[64,127,100,10.133866666666666]
[64,135,100,10.349333333333337]
[64,145,100,10.618666666666677]
[65,48,100,6.9733333333333345]
[65,57,100,7.3933333333333362]
[65,67,100,7.8600000000000048]
[65,75,100,8.233333333333329]
[65,78,100,8.4413333333333274]
[65,89,100,9.2039999999999882]
[65,97,100,9.7586666666666506]
[65,107,100,10.003999999999998]
[65,116,100,10.051999999999992]
[65,125,100,10.099999999999998]
[65,135,100,10.366666666666671]
[65,143,100,10.580000000000009]
[65,146,100,10.660000000000011]
[66,51,100,7.1200000000000019]
[66,59,100,7.4933333333333367]
[66,69,100,7.9600000000000053]
[66,78,100,8.4487999999999932]
[66,87,100,9.0751999999999882]
[66,97,100,9.7711999999999826]
[66,105,100,10.007999999999999]
[66,108,100,10.024799999999997]
[66,119,100,10.08639999999999]
[66,127,100,10.172799999999999]
[66,137,100,10.436800000000005]
[66,146,100,10.674400000000011]
[67,49,100,7.033333333333335]
[67,59,100,7.5000000000000036]
[67,67,100,7.8733333333333384]
[67,70,100,8.013333333333339]
[67,81,100,8.6658666666666679]
[67,89,100,9.2248000000000108]
[67,99,100,9.9234666666666893]
[67,108,100,10.040266666666664]
[67,117,100,10.093066666666658]
[67,127,100,10.192266666666665]
[67,135,100,10.401333333333337]
[67,138,100,10.479733333333339]
[68,47,100,6.9466666666666672]
[68,51,100,7.1333333333333346]
[68,61,100,7.6000000000000032]
[68,70,100,8.0200000000000049]
[68,79,100,8.5338666666666647]
[68,89,100,9.2352000000000096]
[68,97,100,9.7962666666666856]
[68,100,100,10.006666666666669]
[68,115,100,10.098666666666659]
[68,119,100,10.12319999999999]
[68,129,100,10.263466666666666]
[68,138,100,10.496266666666672]
[68,147,100,10.729066666666679]
[69,51,100,7.139999999999997]
[69,59,100,7.5133333333333248]
[69,62,100,7.6533333333333227]
[69,72,100,8.119999999999985]
[69,80,100,8.6119999999999983]
[69,91,100,9.3864000000000107]
[69,98,100,9.8792000000000186]
[69,110,100,10.083999999999996]
[69,116,100,10.122399999999992]
[69,121,100,10.154399999999988]
[69,130,100,10.308]
[69,140,100,10.564000000000007]
[69,148,100,10.768800000000013]
[70,53,100,7.2399999999999958]
[70,60,100,7.5666666666666575]
[70,72,100,8.1266666666666509]
[70,78,100,8.4786666666666619]
[70,83,100,8.8320000000000007]
[70,92,100,9.4680000000000106]
[70,102,100,10.046666666666669]
[70,110,100,10.099999999999996]
[70,121,100,10.173333333333321]
[70,128,100,10.275999999999998]
[70,140,100,10.580000000000007]
[70,146,100,10.732000000000012]
[71,45,100,6.8733333333333348]
[71,54,100,7.2933333333333286]
[71,64,100,7.7599999999999882]
[71,72,100,8.1333333333333186]
[71,83,100,8.8407999999999998]
[71,90,100,9.3373333333333406]
[71,102,100,10.060533333333336]
[71,108,100,10.102133333333331]
[71,113,100,10.136799999999994]
[71,122,100,10.199199999999987]
[71,132,100,10.395466666666668]
[71,140,100,10.596000000000007]
[72,45,100,6.8800000000000017]
[72,52,100,7.2066666666666634]
[72,64,100,7.7666666666666551]
[72,70,100,8.0466666666666509]
[72,75,100,8.2799999999999905]
[72,88,100,9.205600000000004]
[72,94,100,9.6328000000000102]
[72,102,100,10.074400000000002]
[72,113,100,10.153599999999994]
[72,120,100,10.203999999999988]
[72,132,100,10.413600000000001]
[72,138,100,10.562400000000006]
[72,143,100,10.68640000000001]
[73,50,100,7.1199999999999983]
[73,56,100,7.3999999999999941]
[73,64,100,7.7733333333333219]
[73,75,100,8.2866666666666564]
[73,82,100,8.7869333333333302]
[73,94,100,9.6445333333333423]
[73,100,100,10.073333333333338]
[73,105,100,10.110666666666667]
[73,118,100,10.207733333333323]
[73,124,100,10.252533333333318]
[73,132,100,10.431733333333334]
[73,143,100,10.70160000000001]
[73,150,100,10.873333333333337]
[74,56,100,7.406666666666661]
[74,62,100,7.6866666666666568]
[74,67,100,7.9199999999999866]
[74,80,100,8.6519999999999939]
[74,86,100,9.0823999999999998]
[74,94,100,9.6562666666666743]
[74,105,100,10.125333333333334]
[74,112,100,10.179466666666661]
[74,124,100,10.272266666666651]
[74,130,100,10.401333333333332]
[74,135,100,10.522666666666669]
[74,148,100,10.838133333333348]
[75,48,100,7.0400000000000009]
[75,60,100,7.6000000000000032]
[75,67,100,7.9266666666666712]
[75,74,100,8.2533333333333392]
[75,86,100,9.0919999999999916]
[75,92,100,9.5239999999999867]
[75,97,100,9.8839999999999826]
[75,110,100,10.180000000000009]
[75,116,100,10.228000000000014]
[75,128,100,10.371999999999998]
[75,135,100,10.539999999999992]
[75,142,100,10.707999999999986]
[30,48,135,4.8100000000000005]
[30,54,135,5.2300000000000022]
[30,59,135,5.5800000000000036]
[30,72,135,6.4900000000000073]
[30,78,135,6.7599999999999989]
[30,90,135,6.9999999999999938]
[30,97,135,7.1399999999999908]
[30,104,135,7.3759999999999986]
[30,116,135,7.9039999999999937]
[30,122,135,8.1679999999999939]
[30,127,135,8.3960000000000008]
[30,140,135,9.0200000000000014]
[30,146,135,9.3080000000000016]
[31,52,135,5.1048888888888886]
[31,59,135,5.5964444444444439]
[31,66,135,6.0879999999999992]
[31,78,135,6.780800000000001]
[31,84,135,6.9024000000000036]
[31,89,135,7.0037333333333391]
[31,102,135,7.3135999999999992]
[31,108,135,7.5743999999999971]
[31,120,135,8.0959999999999948]
[31,127,135,8.4093333333333344]
[31,138,135,8.9373333333333349]
[31,146,135,9.3213333333333352]
[32,46,135,4.697111111111111]
[32,51,135,5.0493333333333315]
[32,64,135,5.9651111111111046]
[32,70,135,6.3877777777777691]
[32,82,135,6.8837333333333355]
[32,89,135,7.0274666666666716]
[32,100,135,7.253333333333333]
[32,108,135,7.5967999999999973]
[32,114,135,7.8543999999999956]
[32,119,135,8.0690666666666626]
[32,132,135,8.6626666666666683]
[32,138,135,8.9506666666666685]
[32,150,135,9.5266666666666673]
[33,51,135,5.0640000000000018]
[33,62,135,5.8413333333333375]
[33,70,135,6.4066666666666725]
[33,76,135,6.7807999999999993]
[33,81,135,6.8848000000000011]
[33,94,135,7.155200000000006]
[33,100,135,7.2799999999999994]
[33,112,135,7.7887999999999966]
[33,119,135,8.0855999999999977]
[33,130,135,8.5800000000000018]
[33,138,135,8.9640000000000022]
[33,144,135,9.2520000000000024]
[33,149,135,9.4920000000000027]
[34,56,135,5.4331111111111108]
[34,62,135,5.8584444444444435]
[34,74,135,6.7091111111111088]
[34,81,135,6.9064000000000005]
[34,92,135,7.1381333333333377]
[34,100,135,7.3066666666666658]
[34,106,135,7.5578666666666647]
[34,111,135,7.7671999999999972]
[34,124,135,8.3114666666666679]
[34,130,135,8.5933333333333355]
[34,142,135,9.169333333333336]
[34,149,135,9.5053333333333363]
[35,54,135,5.306666666666664]
[35,62,135,5.8755555555555494]
[35,72,135,6.5866666666666562]
[35,73,135,6.6577777777777669]
[35,86,135,7.0346666666666682]
[35,92,135,7.1626666666666701]
[35,104,135,7.498666666666665]
[35,111,135,7.7879999999999976]
[35,122,135,8.2426666666666684]
[35,130,135,8.6066666666666691]
[35,140,135,9.0866666666666696]
[35,141,135,9.1346666666666696]
[36,48,135,4.8940000000000019]
[36,54,135,5.3220000000000027]
[36,66,135,6.1780000000000044]
[36,73,135,6.6773333333333387]
[36,84,135,7.0144000000000002]
[36,92,135,7.1872000000000025]
[36,102,135,7.4415999999999984]
[36,103,135,7.4823999999999984]
[36,116,135,8.0127999999999986]
[36,122,135,8.2576000000000036]
[36,134,135,8.8120000000000029]
[36,141,135,9.1480000000000032]
[37,46,135,4.7648888888888905]
[37,54,135,5.3373333333333335]
[37,64,135,6.0528888888888872]
[37,65,135,6.1244444444444426]
[37,78,135,6.905599999999998]
[37,84,135,7.0367999999999995]
[37,96,135,7.2992000000000026]
[37,103,135,7.507466666666665]
[37,114,135,7.9503999999999984]
[37,122,135,8.2725333333333371]
[37,132,135,8.7293333333333365]
[37,133,135,8.7773333333333365]
[37,141,135,9.1613333333333369]
[38,46,135,4.778444444444446]
[38,58,135,5.6397777777777733]
[38,65,135,6.1422222222222143]
[38,76,135,6.8821333333333303]
[38,84,135,7.0591999999999988]
[38,94,135,7.2805333333333344]
[38,95,135,7.302666666666668]
[38,103,135,7.5325333333333315]
[38,114,135,7.9695999999999989]
[38,126,135,8.4546666666666699]
[38,133,135,8.7906666666666702]
[38,144,135,9.3186666666666707]
[39,46,135,4.7920000000000025]
[39,56,135,5.5120000000000031]
[39,59,135,5.7280000000000033]
[39,67,135,6.3040000000000038]
[39,77,135,6.9247999999999967]
[39,86,135,7.1263999999999985]
[39,95,135,7.3280000000000003]
[39,105,135,7.6359999999999983]
[39,113,135,7.9495999999999993]
[39,124,135,8.3808000000000096]
[39,127,135,8.5160000000000036]
[39,135,135,8.9000000000000039]
[39,145,135,9.3800000000000043]
[40,48,135,4.950000000000002]
[40,57,135,5.6]
[40,67,135,6.3222222222222193]
[40,75,135,6.8999999999999959]
[40,86,135,7.1493333333333311]
[40,89,135,7.2173333333333316]
[40,97,135,7.3986666666666663]
[40,107,135,7.7373333333333321]
[40,116,135,8.0853333333333364]
[40,125,135,8.4333333333333371]
[40,135,135,8.9133333333333375]
[40,143,135,9.2973333333333379]
[41,48,135,4.9640000000000013]
[41,51,135,5.1813333333333329]
[41,59,135,5.7608888888888838]
[41,69,135,6.4853333333333225]
[41,78,135,6.9887999999999959]
[41,87,135,7.1951999999999972]
[41,97,135,7.4245333333333319]
[41,105,135,7.6839999999999984]
[41,116,135,8.1034666666666695]
[41,119,135,8.2178666666666729]
[41,127,135,8.5426666666666708]
[41,137,135,9.0226666666666713]
[41,146,135,9.4546666666666717]
[42,49,135,5.05066666666667]
[42,59,135,5.7773333333333365]
[42,67,135,6.3586666666666698]
[42,78,135,7.0095999999999954]
[42,85,135,7.1719999999999962]
[42,89,135,7.2647999999999966]
[42,99,135,7.4967999999999977]
[42,108,135,7.8207999999999993]
[42,117,135,8.1592000000000056]
[42,127,135,8.5560000000000045]
[42,135,135,8.9400000000000048]
[42,146,135,9.4680000000000053]
[43,47,135,4.9191111111111141]
[43,51,135,5.2106666666666683]
[43,61,135,5.9395555555555539]
[43,70,135,6.595555555555551]
[43,79,135,7.0538666666666616]
[43,89,135,7.2885333333333291]
[43,97,135,7.4762666666666631]
[43,108,135,7.8431999999999995]
[43,115,135,8.102666666666666]
[43,119,135,8.2509333333333306]
[43,129,135,8.6653333333333382]
[43,138,135,9.0973333333333386]
[43,147,135,9.529333333333339]
[44,51,135,5.2253333333333334]
[44,59,135,5.8102222222222171]
[44,70,135,6.6144444444444321]
[44,77,135,7.027466666666661]
[44,81,135,7.1223999999999945]
[44,91,135,7.3597333333333284]
[44,100,135,7.5733333333333297]
[44,109,135,7.9021333333333335]
[44,119,135,8.2674666666666639]
[44,127,135,8.5826666666666718]
[44,138,135,9.1106666666666722]
[44,145,135,9.4466666666666725]
[44,149,135,9.6386666666666727]
[45,57,135,5.6799999999999988]
[45,62,135,6.0466666666666651]
[45,71,135,6.7066666666666643]
[45,81,135,7.1440000000000001]
[45,89,135,7.3360000000000003]
[45,100,135,7.6]
[45,107,135,7.8519999999999968]
[45,111,135,7.9959999999999951]
[45,125,135,8.5]
[45,130,135,8.74]
[45,139,135,9.1720000000000006]
[45,149,135,9.652000000000001]
[46,51,135,5.2426666666666675]
[46,62,135,6.0542222222222248]
[46,69,135,6.5706666666666704]
[46,73,135,6.8657777777777822]
[46,87,135,7.3013333333333339]
[46,92,135,7.421333333333334]
[46,101,135,7.6490666666666662]
[46,111,135,8.0063999999999957]
[46,119,135,8.2922666666666593]
[46,130,135,8.7466666666666661]
[46,137,135,9.0826666666666664]
[46,141,135,9.2746666666666666]
[47,49,135,5.0968888888888904]
[47,54,135,5.4680000000000035]
[47,63,135,6.1360000000000072]
[47,73,135,6.8782222222222336]
[47,81,135,7.1706666666666674]
[47,92,135,7.4346666666666676]
[47,99,135,7.6026666666666678]
[47,103,135,7.7330666666666659]
[47,117,135,8.2295999999999943]
[47,122,135,8.4069333333333258]
[47,135,135,8.9933333333333323]
[47,141,135,9.2813333333333325]
[47,149,135,9.6653333333333329]
[48,54,135,5.4719999999999978]
[48,61,135,5.9946666666666628]
[48,65,135,6.2933333333333286]
[48,79,135,7.136000000000001]
[48,84,135,7.2560000000000011]
[48,97,135,7.5680000000000014]
[48,103,135,7.7455999999999996]
[48,111,135,8.027199999999997]
[48,122,135,8.4143999999999934]
[48,129,135,8.711999999999998]
[48,133,135,8.9039999999999981]
[48,147,135,9.5759999999999987]
[49,46,135,4.875111111111111]
[49,59,135,5.8515555555555556]
[49,65,135,6.3022222222222224]
[49,73,135,6.9031111111111114]
[49,84,135,7.2693333333333348]
[49,91,135,7.4373333333333349]
[49,95,135,7.533333333333335]
[49,109,135,7.9677333333333316]
[49,114,135,8.1423999999999968]
[49,127,135,8.6226666666666638]
[49,133,135,8.9106666666666641]
[49,141,135,9.2946666666666644]
[50,46,135,4.8755555555555556]
[50,53,135,5.4044444444444464]
[50,57,135,5.7066666666666697]
[50,71,135,6.7644444444444511]
[50,76,135,7.0906666666666682]
[50,89,135,7.4026666666666685]
[50,95,135,7.5466666666666686]
[50,98,135,7.6186666666666687]
[50,114,135,8.1519999999999975]
[50,121,135,8.3946666666666623]
[50,125,135,8.5333333333333297]
[50,139,135,9.2053333333333303]
[50,144,135,9.4453333333333305]
[51,51,135,5.256000000000002]
[51,57,135,5.7120000000000051]
[51,60,135,5.9400000000000066]
[51,76,135,7.1040000000000019]
[51,83,135,7.272000000000002]
[51,87,135,7.3680000000000021]
[51,101,135,7.7144000000000013]
[51,106,135,7.8864000000000001]
[51,119,135,8.333599999999997]
[51,125,135,8.5399999999999956]
[51,128,135,8.6839999999999957]
[51,144,135,9.4519999999999964]
[52,45,135,4.8]
[52,49,135,5.1057777777777771]
[52,63,135,6.1759999999999975]
[52,68,135,6.5582222222222191]
[52,81,135,7.2373333333333356]
[52,87,135,7.3813333333333357]
[52,90,135,7.4533333333333358]
[52,106,135,7.8981333333333339]
[52,113,135,8.1370666666666658]
[52,117,135,8.2735999999999983]
[52,131,135,8.8346666666666618]
[52,136,135,9.074666666666662]
[52,149,135,9.6986666666666626]
[53,49,135,5.1075555555555558]
[53,52,135,5.3382222222222229]
[53,68,135,6.568444444444447]
[53,75,135,7.1066666666666691]
[53,79,135,7.2026666666666692]
[53,93,135,7.5386666666666695]
[53,98,135,7.6586666666666696]
[53,111,135,8.0792000000000002]
[53,117,135,8.2823999999999991]
[53,120,135,8.3839999999999986]
[53,136,135,9.0813333333333279]
[53,138,135,9.177333333333328]
[53,147,135,9.6093333333333284]
[54,55,135,5.5733333333333368]
[54,60,135,5.9600000000000053]
[54,73,135,6.9653333333333434]
[54,79,135,7.2160000000000029]
[54,82,135,7.2880000000000029]
[54,98,135,7.6720000000000033]
[54,100,135,7.7200000000000024]
[54,109,135,8.0224000000000011]
[54,123,135,8.492799999999999]
[54,128,135,8.7039999999999935]
[54,141,135,9.3279999999999941]
[54,147,135,9.6159999999999943]
[54,150,135,9.7599999999999927]
[55,60,135,5.9666666666666623]
[55,62,135,6.1222222222222173]
[55,74,135,7.0555555555555474]
[55,81,135,7.2773333333333365]
[55,92,135,7.5413333333333368]
[55,100,135,7.7333333333333361]
[55,110,135,8.0666666666666682]
[55,119,135,8.3666666666666671]
[55,124,135,8.5333333333333332]
[55,130,135,8.8066666666666595]
[55,142,135,9.38266666666666]
[55,149,135,9.7186666666666603]
[56,54,135,5.5039999999999996]
[56,62,135,6.1297777777777771]
[56,72,135,6.911999999999999]
[56,81,135,7.2906666666666702]
[56,86,135,7.4106666666666703]
[56,92,135,7.5546666666666704]
[56,104,135,7.878933333333336]
[56,111,135,8.1104000000000021]
[56,122,135,8.4741333333333344]
[56,130,135,8.8133333333333255]
[56,140,135,9.2933333333333259]
[56,149,135,9.7253333333333263]
[57,48,135,5.0360000000000005]
[57,54,135,5.5080000000000018]
[57,66,135,6.4520000000000044]
[57,73,135,7.0026666666666726]
[57,84,135,7.3760000000000039]
[57,92,135,7.5680000000000041]
[57,102,135,7.8256000000000032]
[57,111,135,8.1208000000000027]
[57,116,135,8.2848000000000024]
[57,122,135,8.481600000000002]
[57,134,135,9.0119999999999916]
[57,141,135,9.3479999999999919]
[58,46,135,4.8791111111111114]
[58,54,135,5.512000000000004]
[58,64,135,6.3031111111111198]
[58,73,135,7.015111111111124]
[58,82,135,7.3413333333333375]
[58,84,135,7.3893333333333375]
[58,96,135,7.6773333333333378]
[58,103,135,7.8709333333333342]
[58,114,135,8.2287999999999979]
[58,122,135,8.4890666666666643]
[58,132,135,8.9226666666666574]
[58,141,135,9.3546666666666578]
[58,150,135,9.7866666666666564]
[59,46,135,4.8795555555555552]
[59,58,135,5.8342222222222198]
[59,65,135,6.3911111111111074]
[59,76,135,7.210666666666671]
[59,84,135,7.4026666666666712]
[59,94,135,7.6426666666666714]
[59,103,135,7.883466666666668]
[59,112,135,8.1738666666666653]
[59,114,135,8.2383999999999986]
[59,126,135,8.6413333333333231]
[59,133,135,8.9773333333333234]
[59,144,135,9.5053333333333239]
[60,46,135,4.88]
[60,56,135,5.6800000000000006]
[60,65,135,6.4000000000000012]
[60,74,135,7.1200000000000019]
[60,76,135,7.2240000000000002]
[60,88,135,7.5120000000000005]
[60,95,135,7.6800000000000006]
[60,106,135,7.992]
[60,114,135,8.2479999999999993]
[60,124,135,8.5679999999999996]
[60,133,135,8.984]
[60,142,135,9.4160000000000004]
[60,144,135,9.5120000000000005]
[61,54,135,5.5266666666666673]
[61,57,135,5.7666666666666675]
[61,68,135,6.6466666666666683]
[61,76,135,7.2309333333333337]
[61,86,135,7.4736000000000002]
[61,95,135,7.6920000000000002]
[61,104,135,7.9424000000000001]
[61,106,135,8.0069333333333326]
[61,122,135,8.5231999999999992]
[61,125,135,8.6199999999999992]
[61,136,135,9.1479999999999997]
[61,144,135,9.532]
[62,48,135,5.0533333333333337]
[62,57,135,5.7733333333333343]
[62,66,135,6.493333333333335]
[62,68,135,6.6533333333333351]
[62,84,135,7.4341333333333335]
[62,87,135,7.5077333333333334]
[62,98,135,7.7775999999999996]
[62,106,135,8.021866666666666]
[62,116,135,8.3471999999999991]
[62,125,135,8.6399999999999988]
[62,134,135,9.0719999999999992]
[62,136,135,9.1679999999999993]
[63,46,135,4.9000000000000004]
[63,49,135,5.1400000000000006]
[63,60,135,6.0200000000000014]
[63,68,135,6.6600000000000019]
[63,78,135,7.2944000000000004]
[63,87,135,7.5175999999999998]
[63,96,135,7.7407999999999992]
[63,98,135,7.7903999999999991]
[63,114,135,8.299199999999999]
[63,117,135,8.3975999999999988]
[63,123,135,8.5943999999999985]
[63,136,135,9.1879999999999988]
[63,146,135,9.6679999999999993]
[64,49,135,5.1466666666666674]
[64,58,135,5.866666666666668]
[64,60,135,6.0266666666666682]
[64,76,135,7.251733333333334]
[64,79,135,7.3269333333333337]
[64,85,135,7.4773333333333332]
[64,98,135,7.8031999999999986]
[64,108,135,8.1178666666666661]
[64,117,135,8.4154666666666653]
[64,126,135,8.727999999999998]
[64,128,135,8.8239999999999981]
[64,144,135,9.5919999999999987]
[64,147,135,9.7359999999999989]
[65,47,135,4.9933333333333341]
[65,60,135,6.033333333333335]
[65,70,135,6.8333333333333357]
[65,79,135,7.3346666666666671]
[65,88,135,7.562666666666666]
[65,90,135,7.6133333333333324]
[65,106,135,8.0666666666666664]
[65,109,135,8.1666666666666661]
[65,115,135,8.3666666666666654]
[65,128,135,8.8439999999999976]
[65,138,135,9.3239999999999981]
[65,147,135,9.7559999999999985]
[66,50,135,5.2400000000000011]
[66,52,135,5.4000000000000012]
[66,68,135,6.6800000000000024]
[66,71,135,6.9200000000000026]
[66,77,135,7.2912000000000008]
[66,90,135,7.6239999999999988]
[66,95,135,7.751999999999998]
[66,109,135,8.1823999999999995]
[66,118,135,8.4847999999999981]
[66,120,135,8.5519999999999978]
[66,136,135,9.2479999999999976]
[66,139,135,9.3919999999999977]
[66,145,135,9.6799999999999979]
[67,52,135,5.4066666666666681]
[67,57,135,5.8066666666666684]
[67,71,135,6.9266666666666694]
[67,80,135,7.3760000000000003]
[67,82,135,7.4277333333333333]
[67,98,135,7.841599999999997]
[67,101,135,7.9272000000000018]
[67,107,135,8.1303999999999998]
[67,120,135,8.5706666666666642]
[67,125,135,8.7399999999999967]
[67,139,135,9.4119999999999973]
[67,148,135,9.8439999999999976]
[67,150,135,9.9399999999999977]
[68,60,135,6.0533333333333355]
[68,63,135,6.2933333333333357]
[68,69,135,6.7733333333333361]
[68,82,135,7.4362666666666666]
[68,87,135,7.5669333333333322]
[68,101,135,7.9408000000000021]
[68,110,135,8.2479999999999993]
[68,112,135,8.3162666666666656]
[68,128,135,8.9039999999999964]
[68,131,135,9.0479999999999965]
[68,137,135,9.3359999999999967]
[68,150,135,9.9599999999999973]
[69,49,135,5.1800000000000015]
[69,63,135,6.3000000000000025]
[69,67,135,6.6200000000000028]
[69,74,135,7.1800000000000033]
[69,90,135,7.6559999999999979]
[69,93,135,7.7351999999999972]
[69,99,135,7.8935999999999957]
[69,112,135,8.3327999999999989]
[69,117,135,8.5047999999999977]
[69,131,135,9.0679999999999961]
[69,135,135,9.2599999999999962]
[69,142,135,9.5959999999999965]
[70,52,135,5.4266666666666685]
[70,55,135,5.6666666666666687]
[70,61,135,6.1466666666666692]
[70,74,135,7.1866666666666701]
[70,79,135,7.373333333333334]
[70,93,135,7.7466666666666635]
[70,97,135,7.8533333333333291]
[70,104,135,8.072000000000001]
[70,120,135,8.6266666666666634]
[70,123,135,8.7306666666666626]
[70,129,135,8.9919999999999956]
[70,142,135,9.6159999999999961]
[70,147,135,9.8559999999999963]
[71,55,135,5.6733333333333356]
[71,59,135,5.9933333333333358]
[71,71,135,6.9533333333333367]
[71,75,135,7.2733333333333352]
[71,76,135,7.3002666666666682]
[71,77,135,7.3272000000000013]
[71,78,135,7.3541333333333343]
[71,79,135,7.3810666666666673]
[71,80,135,7.4080000000000004]
[71,81,135,7.4349333333333334]
[71,82,135,7.4618666666666664]
[71,83,135,7.4887999999999995]
[71,84,135,7.5157333333333325]
[71,85,135,7.5426666666666655]
[71,86,135,7.5695999999999986]
[71,87,135,7.5965333333333316]
[71,88,135,7.6234666666666646]
[71,89,135,7.6503999999999976]
[71,90,135,7.6773333333333307]
[71,91,135,7.7042666666666637]
[71,92,135,7.7311999999999967]
[71,93,135,7.7581333333333298]
[71,94,135,7.7850666666666628]
[71,95,135,7.8119999999999958]
[71,96,135,7.8389333333333289]
[71,97,135,7.8658666666666619]
[71,98,135,7.8927999999999949]
[71,99,135,7.919733333333328]
[71,100,135,7.9466666666666699]
[71,101,135,7.9816000000000029]
[71,102,135,8.0165333333333351]
[71,103,135,8.0514666666666681]
[71,104,135,8.0864000000000011]
[71,105,135,8.1213333333333342]
[71,106,135,8.1562666666666672]
[71,107,135,8.1912000000000003]
[71,108,135,8.2261333333333333]
[71,109,135,8.2610666666666663]
[71,110,135,8.2959999999999994]
[71,111,135,8.3309333333333324]
[71,112,135,8.3658666666666655]
[71,113,135,8.4007999999999985]
[71,114,135,8.4357333333333315]
[71,115,135,8.4706666666666646]
[71,116,135,8.5055999999999976]
[71,117,135,8.5405333333333306]
[71,118,135,8.5754666666666637]
[71,119,135,8.6103999999999967]
[71,120,135,8.6453333333333298]
[71,121,135,8.6802666666666628]
[71,122,135,8.7151999999999958]
[71,123,135,8.7501333333333289]
[71,124,135,8.7850666666666619]
[71,125,135,8.819999999999995]
[71,126,135,8.867999999999995]
[71,127,135,8.915999999999995]
[71,128,135,8.9639999999999951]
[71,129,135,9.0119999999999951]
[71,130,135,9.0599999999999952]
[71,131,135,9.1079999999999952]
[71,132,135,9.1559999999999953]
[71,133,135,9.2039999999999953]
[71,134,135,9.2519999999999953]
[71,135,135,9.2999999999999954]
[71,136,135,9.3479999999999954]
[71,137,135,9.3959999999999955]
[71,138,135,9.4439999999999955]
[71,139,135,9.4919999999999956]
[71,140,135,9.5399999999999956]
[71,141,135,9.5879999999999956]
[71,142,135,9.6359999999999957]
[71,143,135,9.6839999999999957]
[71,144,135,9.7319999999999958]
[71,145,135,9.7799999999999958]
[71,146,135,9.8279999999999959]
[71,147,135,9.8759999999999959]
[71,148,135,9.9239999999999959]
[71,149,135,9.971999999999996]
[71,150,135,10.019999999999996]
[72,45,135,4.8800000000000017]
[72,46,135,4.9600000000000017]
[72,47,135,5.0400000000000018]
[72,48,135,5.1200000000000019]
[72,49,135,5.200000000000002]
[72,50,135,5.280000000000002]
[72,51,135,5.3600000000000021]
[72,52,135,5.4400000000000022]
[72,53,135,5.5200000000000022]
[72,54,135,5.6000000000000023]
[72,55,135,5.6800000000000024]
[72,56,135,5.7600000000000025]
[72,57,135,5.8400000000000025]
[72,58,135,5.9200000000000026]
[72,59,135,6.0000000000000027]
[72,60,135,6.0800000000000027]
[72,61,135,6.1600000000000028]
[72,62,135,6.2400000000000029]
[72,63,135,6.3200000000000029]
[72,64,135,6.400000000000003]
[72,65,135,6.4800000000000031]
[72,66,135,6.5600000000000032]
[72,67,135,6.6400000000000032]
[72,68,135,6.7200000000000033]
[72,69,135,6.8000000000000034]
[72,70,135,6.8800000000000034]
[72,71,135,6.9600000000000035]
[72,72,135,7.0400000000000036]
[72,73,135,7.1200000000000037]
[72,74,135,7.2000000000000037]
[72,75,135,7.280000000000002]
[72,76,135,7.3072000000000017]
[72,77,135,7.3344000000000014]
[72,78,135,7.361600000000001]
[72,79,135,7.3888000000000007]
[72,80,135,7.4160000000000004]
[72,81,135,7.4432]
[72,82,135,7.4703999999999997]
[72,83,135,7.4975999999999994]
[72,84,135,7.524799999999999]
[72,85,135,7.5519999999999987]
[72,86,135,7.5791999999999984]
[72,87,135,7.6063999999999981]
[72,88,135,7.6335999999999977]
[72,89,135,7.6607999999999974]
[72,90,135,7.6879999999999971]
[72,91,135,7.7151999999999967]
[72,92,135,7.7423999999999964]
[72,93,135,7.7695999999999961]
[72,94,135,7.7967999999999957]
[72,95,135,7.8239999999999954]
[72,96,135,7.8511999999999951]
[72,97,135,7.8783999999999947]
[72,98,135,7.9055999999999944]
[72,99,135,7.9327999999999941]
[72,100,135,7.9600000000000035]
[72,101,135,7.9952000000000032]
[72,102,135,8.030400000000002]
[72,103,135,8.0656000000000017]
[72,104,135,8.1008000000000013]
[72,105,135,8.136000000000001]
[72,106,135,8.1712000000000007]
[72,107,135,8.2064000000000004]
[72,108,135,8.2416]
[72,109,135,8.2767999999999997]
[72,110,135,8.3119999999999994]
[72,111,135,8.3471999999999991]
[72,112,135,8.3823999999999987]
[72,113,135,8.4175999999999984]
[72,114,135,8.4527999999999981]
[72,115,135,8.4879999999999978]
[72,116,135,8.5231999999999974]
[72,117,135,8.5583999999999971]
[72,118,135,8.5935999999999968]
[72,119,135,8.6287999999999965]
[72,120,135,8.6639999999999961]
[72,121,135,8.6991999999999958]
[72,122,135,8.7343999999999955]
[72,123,135,8.7695999999999952]
[72,124,135,8.8047999999999949]
[72,125,135,8.8399999999999945]
[72,126,135,8.8879999999999946]
[72,127,135,8.9359999999999946]
[72,128,135,8.9839999999999947]
[72,129,135,9.0319999999999947]
[72,130,135,9.0799999999999947]
[72,131,135,9.1279999999999948]
[72,132,135,9.1759999999999948]
[72,133,135,9.2239999999999949]
[72,134,135,9.2719999999999949]
[72,135,135,9.319999999999995]
[72,136,135,9.367999999999995]
[72,137,135,9.415999999999995]
[72,138,135,9.4639999999999951]
[72,139,135,9.5119999999999951]
[72,140,135,9.5599999999999952]
[72,141,135,9.6079999999999952]
[72,142,135,9.6559999999999953]
[72,143,135,9.7039999999999953]
[72,144,135,9.7519999999999953]
[72,145,135,9.7999999999999954]
[72,146,135,9.8479999999999954]
[72,147,135,9.8959999999999955]
[72,148,135,9.9439999999999955]
[72,149,135,9.9919999999999956]
[72,150,135,10.039999999999996]
[73,45,135,4.8866666666666685]
[73,46,135,4.9666666666666686]
[73,47,135,5.0466666666666686]
[73,48,135,5.1266666666666687]
[73,49,135,5.2066666666666688]
[73,50,135,5.2866666666666688]
[73,51,135,5.3666666666666689]
[73,52,135,5.446666666666669]
[73,53,135,5.5266666666666691]
[73,54,135,5.6066666666666691]
[73,55,135,5.6866666666666692]
[73,56,135,5.7666666666666693]
[73,57,135,5.8466666666666693]
[73,58,135,5.9266666666666694]
[73,59,135,6.0066666666666695]
[73,60,135,6.0866666666666696]
[73,61,135,6.1666666666666696]
[73,62,135,6.2466666666666697]
[73,63,135,6.3266666666666698]
[73,64,135,6.4066666666666698]
[73,65,135,6.4866666666666699]
[73,66,135,6.56666666666667]
[73,67,135,6.6466666666666701]
[73,68,135,6.7266666666666701]
[73,69,135,6.8066666666666702]
[73,70,135,6.8866666666666703]
[73,71,135,6.9666666666666703]
[73,72,135,7.0466666666666704]
[73,73,135,7.1266666666666705]
[73,74,135,7.2066666666666706]
[73,75,135,7.2866666666666688]
[73,76,135,7.3141333333333352]
[73,77,135,7.3416000000000015]
[73,78,135,7.3690666666666678]
[73,79,135,7.3965333333333341]
[73,80,135,7.4240000000000004]
[73,81,135,7.4514666666666667]
[73,82,135,7.478933333333333]
[73,83,135,7.5063999999999993]
[73,84,135,7.5338666666666656]
[73,85,135,7.5613333333333319]
[73,86,135,7.5887999999999982]
[73,87,135,7.6162666666666645]
[73,88,135,7.6437333333333308]
[73,89,135,7.6711999999999971]
[73,90,135,7.6986666666666634]
[73,91,135,7.7261333333333297]
[73,92,135,7.7535999999999961]
[73,93,135,7.7810666666666624]
[73,94,135,7.8085333333333287]
[73,95,135,7.835999999999995]
[73,96,135,7.8634666666666613]
[73,97,135,7.8909333333333276]
[73,98,135,7.9183999999999939]
[73,99,135,7.9458666666666602]
[73,100,135,7.9733333333333372]
[73,101,135,8.0088000000000026]
[73,102,135,8.0442666666666689]
[73,103,135,8.0797333333333352]
[73,104,135,8.1152000000000015]
[73,105,135,8.1506666666666678]
[73,106,135,8.1861333333333341]
[73,107,135,8.2216000000000005]
[73,108,135,8.2570666666666668]
[73,109,135,8.2925333333333331]
[73,110,135,8.3279999999999994]
[73,111,135,8.3634666666666657]
[73,112,135,8.398933333333332]
[73,113,135,8.4343999999999983]
[73,114,135,8.4698666666666647]
[73,115,135,8.505333333333331]
[73,116,135,8.5407999999999973]
[73,117,135,8.5762666666666636]
[73,118,135,8.6117333333333299]
[73,119,135,8.6471999999999962]
[73,120,135,8.6826666666666625]
[73,121,135,8.7181333333333288]
[73,122,135,8.7535999999999952]
[73,123,135,8.7890666666666615]
[73,124,135,8.8245333333333278]
[73,125,135,8.8599999999999941]
[73,126,135,8.9079999999999941]
[73,127,135,8.9559999999999942]
[73,128,135,9.0039999999999942]
[73,129,135,9.0519999999999943]
[73,130,135,9.0999999999999943]
[73,131,135,9.1479999999999944]
[73,132,135,9.1959999999999944]
[73,133,135,9.2439999999999944]
[73,134,135,9.2919999999999945]
[73,135,135,9.3399999999999945]
[73,136,135,9.3879999999999946]
[73,137,135,9.4359999999999946]
[73,138,135,9.4839999999999947]
[73,139,135,9.5319999999999947]
[73,140,135,9.5799999999999947]
[73,141,135,9.6279999999999948]
[73,142,135,9.6759999999999948]
[73,143,135,9.7239999999999949]
[73,144,135,9.7719999999999949]
[73,145,135,9.819999999999995]
[73,146,135,9.867999999999995]
[73,147,135,9.915999999999995]
[73,148,135,9.9639999999999951]
[73,149,135,10.011999999999995]
[73,150,135,10.059999999999995]
[74,45,135,4.8933333333333353]
[74,46,135,4.9733333333333354]
[74,47,135,5.0533333333333355]
[74,48,135,5.1333333333333355]
[74,49,135,5.2133333333333356]
[74,50,135,5.2933333333333357]
[74,51,135,5.3733333333333357]
[74,52,135,5.4533333333333358]
[74,53,135,5.5333333333333359]
[74,54,135,5.613333333333336]
[74,55,135,5.693333333333336]
[74,56,135,5.7733333333333361]
[74,57,135,5.8533333333333362]
[74,58,135,5.9333333333333362]
[74,59,135,6.0133333333333363]
[74,60,135,6.0933333333333364]
[74,61,135,6.1733333333333364]
[74,62,135,6.2533333333333365]
[74,63,135,6.3333333333333366]
[74,64,135,6.4133333333333367]
[74,65,135,6.4933333333333367]
[74,66,135,6.5733333333333368]
[74,67,135,6.6533333333333369]
[74,68,135,6.7333333333333369]
[74,69,135,6.813333333333337]
[74,70,135,6.8933333333333371]
[74,71,135,6.9733333333333372]
[74,72,135,7.0533333333333372]
[74,73,135,7.1333333333333373]
[74,74,135,7.2133333333333374]
[74,75,135,7.2933333333333357]
[74,76,135,7.3210666666666695]
[74,77,135,7.3488000000000033]
[74,78,135,7.3765333333333372]
[74,79,135,7.404266666666671]
[74,80,135,7.4320000000000048]
[74,81,135,7.4597333333333387]
[74,82,135,7.4874666666666725]
[74,83,135,7.5152000000000063]
[74,84,135,7.5429333333333402]
[74,85,135,7.570666666666674]
[74,86,135,7.5984000000000078]
[74,87,135,7.6261333333333416]
[74,88,135,7.6538666666666755]
[74,89,135,7.6816000000000093]
[74,90,135,7.7093333333333431]
[74,91,135,7.737066666666677]
[74,92,135,7.7648000000000108]
[74,93,135,7.7925333333333446]
[74,94,135,7.8202666666666785]
[74,95,135,7.8480000000000123]
[74,96,135,7.8757333333333461]
[74,97,135,7.90346666666668]
[74,98,135,7.9312000000000138]
[74,99,135,7.9589333333333476]
[74,100,135,7.9866666666666708]
[74,101,135,8.0224000000000029]
[74,102,135,8.0581333333333358]
[74,103,135,8.0938666666666688]
[74,104,135,8.1296000000000017]
[74,105,135,8.1653333333333347]
[74,106,135,8.2010666666666676]
[74,107,135,8.2368000000000006]
[74,108,135,8.2725333333333335]
[74,109,135,8.3082666666666665]
[74,110,135,8.3439999999999994]
[74,111,135,8.3797333333333324]
[74,112,135,8.4154666666666653]
[74,113,135,8.4511999999999983]
[74,114,135,8.4869333333333312]
[74,115,135,8.5226666666666642]
[74,116,135,8.5583999999999971]
[74,117,135,8.5941333333333301]
[74,118,135,8.629866666666663]
[74,119,135,8.665599999999996]
[74,120,135,8.7013333333333289]
[74,121,135,8.7370666666666619]
[74,122,135,8.7727999999999948]
[74,123,135,8.8085333333333278]
[74,124,135,8.8442666666666607]
[74,125,135,8.8799999999999937]
[74,126,135,8.9279999999999937]
[74,127,135,8.9759999999999938]
[74,128,135,9.0239999999999938]
[74,129,135,9.0719999999999938]
[74,130,135,9.1199999999999939]
[74,131,135,9.1679999999999939]
[74,132,135,9.215999999999994]
[74,133,135,9.263999999999994]
[74,134,135,9.3119999999999941]
[74,135,135,9.3599999999999941]
[74,136,135,9.4079999999999941]
[74,137,135,9.4559999999999942]
[74,138,135,9.5039999999999942]
[74,139,135,9.5519999999999943]
[74,140,135,9.5999999999999943]
[74,141,135,9.6479999999999944]
[74,142,135,9.6959999999999944]
[74,143,135,9.7439999999999944]
[74,144,135,9.7919999999999945]
[74,145,135,9.8399999999999945]
[74,146,135,9.8879999999999946]
[74,147,135,9.9359999999999946]
[74,148,135,9.9839999999999947]
[74,149,135,10.031999999999995]
[74,150,135,10.079999999999995]
[75,45,135,4.9000000000000004]
[75,46,135,4.9800000000000004]
[75,47,135,5.0600000000000005]
[75,48,135,5.1400000000000006]
[75,49,135,5.2200000000000006]
[75,50,135,5.3000000000000007]
[75,51,135,5.3800000000000008]
[75,52,135,5.4600000000000009]
[75,53,135,5.5400000000000009]
[75,54,135,5.620000000000001]
[75,55,135,5.7000000000000011]
[75,56,135,5.7800000000000011]
[75,57,135,5.8600000000000012]
[75,58,135,5.9400000000000013]
[75,59,135,6.0200000000000014]
[75,60,135,6.1000000000000014]
[75,61,135,6.1800000000000015]
[75,62,135,6.2600000000000016]
[75,63,135,6.3400000000000016]
[75,64,135,6.4200000000000017]
[75,65,135,6.5000000000000018]
[75,66,135,6.5800000000000018]
[75,67,135,6.6600000000000019]
[75,68,135,6.740000000000002]
[75,69,135,6.8200000000000021]
[75,70,135,6.9000000000000021]
[75,71,135,6.9800000000000022]
[75,72,135,7.0600000000000023]
[75,73,135,7.1400000000000023]
[75,74,135,7.2200000000000024]
[75,75,135,7.3]
[75,76,135,7.3279999999999994]
[75,77,135,7.355999999999999]
[75,78,135,7.3839999999999986]
[75,79,135,7.4119999999999981]
[75,80,135,7.4399999999999977]
[75,81,135,7.4679999999999973]
[75,82,135,7.4959999999999969]
[75,83,135,7.5239999999999965]
[75,84,135,7.551999999999996]
[75,85,135,7.5799999999999956]
[75,86,135,7.6079999999999952]
[75,87,135,7.6359999999999948]
[75,88,135,7.6639999999999944]
[75,89,135,7.691999999999994]
[75,90,135,7.7199999999999935]
[75,91,135,7.7479999999999931]
[75,92,135,7.7759999999999927]
[75,93,135,7.8039999999999923]
[75,94,135,7.8319999999999919]
[75,95,135,7.8599999999999914]
[75,96,135,7.887999999999991]
[75,97,135,7.9159999999999906]
[75,98,135,7.9439999999999902]
[75,99,135,7.9719999999999898]
[75,100,135,8]
[75,101,135,8.0359999999999996]
[75,102,135,8.0719999999999992]
[75,103,135,8.1079999999999988]
[75,104,135,8.1439999999999984]
[75,105,135,8.1799999999999979]
[75,106,135,8.2159999999999975]
[75,107,135,8.2519999999999971]
[75,108,135,8.2879999999999967]
[75,109,135,8.3239999999999963]
[75,110,135,8.3599999999999959]
[75,111,135,8.3959999999999955]
[75,112,135,8.4319999999999951]
[75,113,135,8.4679999999999946]
[75,114,135,8.5039999999999942]
[75,115,135,8.5399999999999938]
[75,116,135,8.5759999999999934]
[75,117,135,8.611999999999993]
[75,118,135,8.6479999999999926]
[75,119,135,8.6839999999999922]
[75,120,135,8.7199999999999918]
[75,121,135,8.7559999999999913]
[75,122,135,8.7919999999999909]
[75,123,135,8.8279999999999905]
[75,124,135,8.8639999999999901]
[75,125,135,8.9]
[75,126,135,8.9480000000000004]
[75,127,135,8.9960000000000004]
[75,128,135,9.0440000000000005]
[75,129,135,9.0920000000000005]
[75,130,135,9.14]
[75,131,135,9.1880000000000006]
[75,132,135,9.2360000000000007]
[75,133,135,9.2840000000000007]
[75,134,135,9.3320000000000007]
[75,135,135,9.3800000000000008]
[75,136,135,9.4280000000000008]
[75,137,135,9.4760000000000009]
[75,138,135,9.5240000000000009]
[75,139,135,9.572000000000001]
[75,140,135,9.620000000000001]
[75,141,135,9.668000000000001]
[75,142,135,9.7160000000000011]
[75,143,135,9.7640000000000011]
[75,144,135,9.8120000000000012]
[75,145,135,9.8600000000000012]
[75,146,135,9.9080000000000013]
[75,147,135,9.9560000000000013]
[75,148,135,10.004000000000001]
[75,149,135,10.052000000000001]
[75,150,135,10.1]

{"sheet":"Data Sheet 1","index":4,"n_rows":70,"n_cols":11,"rows_kept":70,"cut":false,"hidden":true,"merged":[[0,8,1,9],[0,10,1,10],[0,1,1,1],[0,2,1,2],[0,3,1,3],[0,4,0,5],[1,4,1,5],[0,6,0,7],[1,6,1,7]]}
["Absolute","Boiling Point","Specific Volume (steam)","Density (steam)","Specific Enthalpy of Liquid Water ",null,"Specific Enthalpy of Steam",null,"Latent heat of Vaporization",null,"Specific Heat"]
["Pressure",null,null,null,"(sensible heat)",null,"(total heat)"]
["(bar)","(oC)","(m3/kg)","(kg/m3)","(kJ/kg)","(kcal/kg)","(kJ/kg)","(kcal/kg)","(kJ/kg)","(kcal/kg)","(kJ/kg K)"]
[0.02,17.510000000000002,67.006,1.4999999999999999E-2,73.45,17.54,2533.64,605.15,2460.19,587.61,1.8644000000000001]
[0.03,24.1,45.667000000000002,2.1999999999999999E-2,101,24.12,2545.64,608.02,2444.65,583.89,1.8694]
[0.04,28.98,34.802,2.9000000000000001E-2,121.41,29,2554.5100000000002,610.13,2433.1,581.14,1.8735999999999999]
[0.05,32.9,28.193999999999999,3.5000000000000003E-2,137.77000000000001,32.909999999999997,2561.59,611.83000000000004,2423.8200000000002,578.91999999999996,1.8774]
[0.06,36.18,23.741,4.2000000000000003E-2,151.5,36.19,2567.5100000000002,613.24,2416.0100000000002,577.04999999999995,1.8808]
[7.0000000000000007E-2,39.020000000000003,20.530999999999999,4.9000000000000002E-2,163.38,39.020000000000003,2572.62,614.46,2409.2399999999998,575.44000000000005,1.8839999999999999]
[0.08,41.53,18.105,5.5E-2,173.87,41.53,2577.11,615.53,2403.25,574.01,1.8871]
[0.09,43.79,16.204000000000001,6.2E-2,183.28,43.78,2581.14,616.49,2397.85,572.72,1.8898999999999999]
[0.1,45.83,14.675000000000001,6.8000000000000005E-2,191.84,45.82,2584.7800000000002,617.36,2392.94,571.54,1.8927]
[0.2,60.09,7.65,0.13100000000000001,251.46,60.06,2609.86,623.35,2358.4,563.29999999999995,1.9156]
[0.3,69.13,5.2290000000000001,0.191,289.31,69.099999999999994,2625.43,627.07000000000005,2336.13,557.97,1.9342999999999999]
[0.4,75.89,3.9929999999999999,0.25,317.64999999999998,75.87,2636.88,629.80999999999995,2319.23,553.94000000000005,1.9505999999999999]
[0.5,81.349999999999994,3.24,0.309,340.57,81.34,2645.99,631.98,2305.42,550.64,1.9654]
[0.6,85.95,2.7320000000000002,0.36599999999999999,359.93,85.97,2653.57,633.79,2293.64,547.83000000000004,1.9790000000000001]
[0.7,89.96,2.3650000000000002,0.42299999999999999,376.77,89.99,2660.07,635.35,2283.3000000000002,545.36,1.9919]
[0.8,93.51,2.0870000000000002,0.47899999999999998,391.73,93.56,2665.77,636.71,2274.0500000000002,543.15,2.004]
[0.9,96.71,1.869,0.53500000000000003,405.21,96.78,2670.85,637.91999999999996,2265.65,541.14,2.0156000000000001]
["11)",99.63,1.694,0.59,417.51,99.72,2675.43,639.02,2257.92,539.29999999999995,2.0266999999999999]
[1.1000000000000001,102.32,1.5489999999999999,0.64500000000000002,428.84,102.43,2679.61,640.01,2250.7600000000002,537.59,2.0373000000000001]
[1.2,104.81,1.4279999999999999,0.7,439.36,104.94,2683.44,640.92999999999995,2244.08,535.99,2.0476000000000001]
[1.3,107.13,1.325,0.755,449.19,107.29,2686.98,641.77,2237.79,534.49,2.0575999999999999]
[1.4,109.32,1.236,0.80900000000000005,458.42,109.49,2690.28,642.55999999999995,2231.86,533.07000000000005,2.0672999999999999]
[1.5,111.37,1.159,0.86299999999999999,467.13,111.57,2693.36,643.29999999999995,2226.23,531.73,2.0768]
[1.6,113.32,1.091,0.91600000000000004,475.38,113.54,2696.25,643.99,2220.87,530.45000000000005,2.0859999999999999]
[1.7,115.17,1.0309999999999999,0.97,483.22,115.42,2698.97,644.64,2215.75,529.22,2.0950000000000002]
[1.8,116.93,0.97699999999999998,1.0229999999999999,490.7,117.2,2701.54,645.25,2210.84,528.04999999999995,2.1036999999999999]
[1.9,118.62,0.92900000000000005,1.0760000000000001,497.85,118.91,2703.98,645.83000000000004,2206.13,526.91999999999996,2.1124000000000001]
[2,120.23,0.88500000000000001,1.129,504.71,120.55,2706.29,646.39,2201.59,525.84,2.1208]
[2.2000000000000002,123.27,0.81,1.2350000000000001,517.63,123.63,2710.6,647.41999999999996,2192.98,523.78,2.1372]
[2.4,126.09,0.746,1.34,529.64,126.5,2714.55,648.36,2184.91,521.86,2.1530999999999998]
[2.6,128.72999999999999,0.69299999999999995,1.444,540.88,129.19,2718.17,649.22,2177.3000000000002,520.04,2.1684999999999999]
[2.8,131.19999999999999,0.64600000000000002,1.548,551.45000000000005,131.71,2721.54,650.03,2170.08,518.32000000000005,2.1835]
[3,133.54,0.60599999999999998,1.651,561.44000000000005,134.1,2724.66,650.77,2163.2199999999998,516.67999999999995,2.1981000000000002]
[3.5,138.87,0.52400000000000002,1.9079999999999999,584.28,139.55000000000001,2731.63,652.44000000000005,2147.35,512.89,2.2330999999999999]
[4,143.63,0.46200000000000002,2.1629999999999998,604.67999999999995,144.43,2737.63,653.87,2132.9499999999998,509.45,2.2664]
[4.5,147.91999999999999,0.41399999999999998,2.4169999999999998,623.16999999999996,148.84,2742.88,655.13,2119.71,506.29,2.2982999999999998]
[5,151.85,0.375,2.669,640.12,152.88999999999999,2747.54,656.24,2107.42,503.35,2.3289]
[5.5,155.47,0.34200000000000003,2.92,655.81,156.63999999999999,2751.7,657.23,2095.9,500.6,2.3584999999999998]
[6,158.84,0.315,3.17,670.43,160.13,2755.46,658.13,2085.0300000000002,498,2.3873000000000002]
[6.5,161.99,0.29199999999999998,3.419,684.14,163.4,2758.87,658.94,2074.73,495.54,2.4152]
[7,164.96,0.27300000000000002,3.6669999999999998,697.07,166.49,2761.98,659.69,2064.92,493.2,2.4424000000000001]
[7.5,167.76,0.255,3.915,709.3,169.41,2764.84,660.37,2055.5300000000002,490.96,2.4689999999999999]
[8,170.42,0.24,4.1619999999999999,720.94,172.19,2767.46,661,2046.53,488.8,2.4950999999999999]
[8.5,172.94,0.22700000000000001,4.4089999999999998,732.03,174.84,2769.89,661.58,2037.86,486.73,2.5206]
[9,175.36,0.215,4.6550000000000002,742.64,177.38,2772.13,662.11,2029.49,484.74,2.5455999999999999]
[9.5,177.67,0.20399999999999999,4.9009999999999998,752.82,179.81,2774.22,662.61,2021.4,482.8,2.5701999999999998]
[10,179.88,0.19400000000000001,5.1470000000000002,762.6,182.14,2776.16,663.07,2013.56,480.93,2.5943999999999998]
[11,184.06,0.17699999999999999,5.6379999999999999,781.11,186.57,2779.66,663.91,1998.55,477.35,2.6417999999999999]
[12,187.96,0.16300000000000001,6.1269999999999998,798.42,190.7,2782.73,664.64,1984.31,473.94,2.6878000000000002]
[13,191.6,0.151,6.617,814.68,194.58,2785.42,665.29,1970.73,470.7,2.7326999999999999]
[14,195.04,0.14099999999999999,7.1059999999999999,830.05,198.26,2787.79,665.85,1957.73,467.6,2.7766999999999999]
[15,198.28,0.13200000000000001,7.5960000000000001,844.64,201.74,2789.88,666.35,1945.24,464.61,2.8197000000000001]
[16,201.37,0.124,8.0850000000000009,858.54,205.06,2791.73,666.79,1933.19,461.74,2.8620000000000001]
[17,204.3,0.11700000000000001,8.5749999999999993,871.82,208.23,2793.37,667.18,1921.55,458.95,2.9036]
[18,207.11,0.11,9.0649999999999995,884.55,211.27,2794.81,667.53,1910.27,456.26,2.9445000000000001]
[19,209.79,0.105,9.5559999999999992,896.78,214.19,2796.09,667.83,1899.31,453.64,2.9849000000000001]
[20,212.37,0.1,10.047000000000001,908.56,217.01,2797.21,668.1,1888.65,451.1,3.0247999999999999]
[21,214.85,9.5000000000000001E-2,10.539,919.93,219.72,2798.18,668.33,1878.25,448.61,3.0642999999999998]
[22,217.24,9.0999999999999998E-2,11.032,930.92,222.35,2799.03,668.54,1868.11,446.19,3.1034000000000002]
[23,219.55,8.6999999999999994E-2,11.525,941.57,224.89,2799.77,668.71,1858.2,443.82,3.1421000000000001]
[24,221.78,8.3000000000000004E-2,12.02,951.9,227.36,2800.39,668.86,1848.49,441.5,3.1804999999999999]
[25,223.94,0.08,12.515000000000001,961.93,229.75,2800.91,668.99,1838.98,439.23,3.2187000000000001]
[26,226.03,7.6999999999999999E-2,13.012,971.69,232.08,2801.35,669.09,1829.66,437.01,3.2566999999999999]
[27,228.06,7.3999999999999996E-2,13.509,981.19,234.35,2801.69,669.17,1820.5,434.82,3.2944]
[28,230.04,7.0999999999999994E-2,14.007999999999999,990.46,236.57,2801.96,669.24,1811.5,432.67,3.3319999999999999]
[29,231.96,6.9000000000000006E-2,14.507999999999999,999.5,238.73,2802.15,669.28,1802.65,430.56,3.3694999999999999]
[30,233.84,6.7000000000000004E-2,15.009,1008.33,240.84,2802.27,669.31,1793.94,428.48,3.4068999999999998]